## Load summary(updated)
Load combinations
Load cases names | load_case | 101 | 201 | 102 | 202 | 103 | 203 | 104 | 204 | 105 | 205 | 106 | 206 | 112 | 111 | 212 | 211 | 114 | 113 | 214 | 213 | UPL_ULS | UPL_SLS | Hori/vert | Type
Self weight (Self-weight) | 1 | 1.35 | 1 | 1.35 | 1 | 1.35 | 1 | 1.35 | 1 | 1 | 1 | 1 | 1 | 1 | 1 | 1 | 1 | 1 | 1 | 1 | 1 | 0.9 | 1 | vert | DL
Permanent Superimposed Dead Load (Self-weight) | 2 | 1.35 | 1 | 1.35 | 1 | 1.35 | 1 | 1.35 | 1 | 1 | 1 | 1 | 1 | 1 | 1 | 1 | 1 | 1 | 1 | 1 | 1 | 0 | 0 | vert | DL
Pavement (Self-weight) | 3 | 1.35 | 1 | 1.35 | 1 | 1.35 | 1 | 1.35 | 1 | 1 | 1 | 0 | 0 | 1 | 1 | 1 | 1 | 1 | 1 | 1 | 1 | 0 | 0 | vert | DL
Horizontal Soil Pressure due to Pavement self-weight at Rest K0 (Self- weight) | 4 | 1.35 | 1 | 1.35 | 1 | 1.35 | 1 | 0 | 0 | 1.35 | 1 | 0 | 0 | 1.35 | 1.35 | 1 | 1 | 1.35 | 1.35 | 1 | 1 | 0 | 0 | Hori | DL
Horizontal Soil Pressure due to Pavement self-weight at Active Ka (Self- weight) | 5 | 0 | 0 | 0 | 0 | 0 | 0 | 1 | 1 | 0 | 0 | 0 | 0 | 0 | 0 | 0 | 0 | 0 | 0 | 0 | 0 | 0 | 0 | Hori | DL
Eff. Vertical Soil Pressure, WL at GL & +1.0m & base | 11 | 1.35 | 1 | 1.35 | 1 | 0 | 0 | 0 | 0 | 1 | 1 | 0 | 0 | 0 | 0 | 0 | 0 | 0 | 0 | 0 | 0 | 0 | 0 | Vert | DL
Eff. Horizontal Soil Pressure at Rest, K0, WL at GL & +1.0m & base L&R | 12 | 1.35 | 1 | 1.35 | 1 | 0 | 0 | 0 | 0 | 1.35 | 1 | 1.35 | 1 | 0 | 0 | 0 | 0 | 0 | 0 | 0 | 0 | 0 | 0 | Hori | DL
Total Vertical Soil Pressure Roof, WT at 5.0m BGL | 13 | 0 | 0 | 0 | 0 | 0 | 0 | 1.35 | 1 | 0 | 0 | 0 | 0 | 0 | 0 | 0 | 0 | 0 | 0 | 0 | 0 | 0 | 0 | Vert | DL
Eff. Horizontal Soil Pressure at Active, Ka, WT at 5.0mBGL L&R | 14 | 0 | 0 | 0 | 0 | 0 | 0 | 1 | 1 | 0 | 0 | 0 | 0 | 0 | 0 | 0 | 0 | 0 | 0 | 0 | 0 | 0 | 0 | Hori | DL
Eff. Vertical Soil Pressure, WL at base | 15 | 0 | 0 | 0 | 0 | 1.35 | 1 | 0 | 0 | 0 | 0 | 0 | 0 | 0 | 0 | 0 | 0 | 0 | 0 | 0 | 0 | 0 | 0 | Vert | DL
Eff. Horizontal Soil Pressure at Rest, K0, WL at base (L&R) | 16 | 0 | 0 | 0 | 0 | 1.35 | 1 | 0 | 0 | 0 | 0 | 0 | 0 | 0 | 0 | 0 | 0 | 0 | 0 | 0 | 0 | 0 | 0 | Hori | DL
Eff. Vertical Soil Pressure Roof, 1.5m excavation above Roof Slab | 17 | 0 | 0 | 0 | 0 | 0 | 0 | 0 | 0 | 0 | 0 | 1 | 1 | 0 | 0 | 0 | 0 | 0 | 0 | 0 | 0 | 0 | 0 | Vert | DL
Eff. Vertical Soil Pressure, WT at 1.5mBGL (L) and 4.5mBGL (R) | 18 | 0 | 0 | 0 | 0 | 0 | 0 | 0 | 0 | 0 | 0 | 0 | 0 | 1 | 1 | 1 | 1 | 0 | 0 | 0 | 0 | 0 | 0 | Vert | DL
Eff. Horizontal Soil Pressure at Rest, K0, WT at 1.5mBGL (L) and 4.5mBGL (R) L | 19 | 0 | 0 | 0 | 0 | 0 | 0 | 0 | 0 | 0 | 0 | 0 | 0 | 1.35 | 1.35 | 1 | 1 | 0 | 0 | 0 | 0 | 0 | 0 | Hori | DL
Eff. Horizontal Soil Pressure at Active, Ka,, WT at 1.5mBGL (L) and 4.5mBGL (R) R | 20 | 0 | 0 | 0 | 0 | 0 | 0 | 0 | 0 | 0 | 0 | 0 | 0 | 1.35 | 1.35 | 1 | 1 | 0 | 0 | 0 | 0 | 0 | 0 | Hori | DL
Eff. Vertical Soil Pressure, WT at 1.5mBGL (R) and 4.5mBGL (L) | 21 | 0 | 0 | 0 | 0 | 0 | 0 | 0 | 0 | 0 | 0 | 0 | 0 | 0 | 0 | 0 | 0 | 1 | 1 | 1 | 1 | 0 | 0 | Vert | DL
Eff. Horizontal Soil Pressure at Rest, K0,, WT at 1.5mBGL (R) and 4.5mBGL (L) R | 22 | 0 | 0 | 0 | 0 | 0 | 0 | 0 | 0 | 0 | 0 | 0 | 0 | 0 | 0 | 0 | 0 | 1.35 | 1.35 | 1 | 1 | 0 | 0 | Hori | DL
Eff. Horizontal Soil Pressure at Active, Ka,, WT at 1.5mBGL (R) and 4.5mBGL (L) L | 23 | 0 | 0 | 0 | 0 | 0 | 0 | 0 | 0 | 0 | 0 | 0 | 0 | 0 | 0 | 0 | 0 | 1.35 | 1.35 | 1 | 1 | 0 | 0 | Hori | DL
Hydrostatic Vertical Roof, WT at GL | 31 | 1.35 | 1 | 0 | 0 | 0 | 0 | 0 | 0 | 1 | 1 | 0 | 0 | 0 | 0 | 0 | 0 | 0 | 0 | 0 | 0 | 0 | 0 | Vert | DL
Hydrostatic Lateral , WT at GL L&R | 32 | 1.35 | 1 | 0 | 0 | 0 | 0 | 0 | 0 | 1.35 | 1 | 1.35 | 1 | 0 | 0 | 0 | 0 | 0 | 0 | 0 | 0 | 0 | 0 | Hori | DL
Hydrostatic Uplift Base, WT at GL | 33 | 1.35 | 1 | 0 | 0 | 0 | 0 | 0 | 0 | 1 | 1 | 0 | 0 | 0 | 0 | 0 | 0 | 0 | 0 | 0 | 0 | 1.1 | 1 | Vert | DL
Hydrostatic Vertical Roof, WT at FL +1.0m,Hydrostatic Lateral , WT at FL +1.0m L&R, Hydrostatic Uplift Base, WT at FL +1.0m | 34 | 0 | 0 | 1.35 | 1 | 0 | 0 | 0 | 0 | 0 | 0 | 0 | 0 | 0 | 0 | 0 | 0 | 0 | 0 | 0 | 0 | 0 | 0 | Vert/hori | DL
35-Hydrostatic Vertical + Uplift Pressure ; WT at 5m Below GL | 35 | 0 | 0 | 0 | 0 | 0 | 0 | 1.35 | 1 | 0 | 0 | 0 | 0 | 0 | 0 | 0 | 0 | 0 | 0 | 0 | 0 | 0 | 0 | Vert | DL
36-Hydrostatic Lateral Pressure ( Left & Right); WT at 5m Below GL | 36 | 0 | 0 | 0 | 0 | 0 | 0 | 1 | 1 | 0 | 0 | 0 | 0 | 0 | 0 | 0 | 0 | 0 | 0 | 0 | 0 | 0 | 0 | Hori | DL
37-Hydrostatic Vertical and Uplift (Roof & Base); WT at 1.5m below GL due to excavation | 37 | 0 | 0 | 0 | 0 | 0 | 0 | 0 | 0 | 0 | 0 | 1 | 1 | 0 | 0 | 0 | 0 | 0 | 0 | 0 | 0 | 0 | 0 | Vert | DL
38-Hydrostatic Vertical Pressure (Roof); WT at 1.5m Below GL & 4.5m below GL (Right) | 38 | 0 | 0 | 0 | 0 | 0 | 0 | 0 | 0 | 0 | 0 | 0 | 0 | 1 | 1 | 1 | 1 | 0 | 0 | 0 | 0 | 0 | 0 | Vert | DL
39-Hydrostatic Lateral Pressure(Left & Right); WT at 1.5m Below GL & 4.5m below GL (Right) | 39 | 0 | 0 | 0 | 0 | 0 | 0 | 0 | 0 | 0 | 0 | 0 | 0 | 1.35 | 1.35 | 1 | 1 | 0 | 0 | 0 | 0 | 0 | 0 | Hori | DL
40-Uplift (Base); WT at 1.5m Below GL & 4.5m below GL (Right) | 40 | 0 | 0 | 0 | 0 | 0 | 0 | 0 | 0 | 0 | 0 | 0 | 0 | 1 | 1 | 1 | 1 | 0 | 0 | 0 | 0 | 0 | 0 | Vert | DL
41-Hydrostatic Vertical Pressure (Roof); WT at 4.5m Below GL & 1.5m below GL (Right) | 41 | 0 | 0 | 0 | 0 | 0 | 0 | 0 | 0 | 0 | 0 | 0 | 0 | 0 | 0 | 0 | 0 | 1 | 1 | 1 | 1 | 0 | 0 | Vert | DL
42-Hydrostatic Lateral Pressure(Left & Right); WT at 4.5m Below GL & 1.5m below GL (Right) | 42 | 0 | 0 | 0 | 0 | 0 | 0 | 0 | 0 | 0 | 0 | 0 | 0 | 0 | 0 | 0 | 0 | 1.35 | 1.35 | 1 | 1 | 0 | 0 | Hori | DL
43-Uplift (Base); WT at 4.5m Below GL & 1.5m below GL (Right) | 43 | 0 | 0 | 0 | 0 | 0 | 0 | 0 | 0 | 0 | 0 | 0 | 0 | 0 | 0 | 0 | 0 | 1 | 1 | 1 | 1 | 0 | 0 | Vert | DL
51-Internal Live Load | 51 | 1.5 | 1 | 1.5 | 1 | 0 | 0 | 1.5 | 1 | 0 | 0 | 0 | 0 | 1.5 | 0 | 1 | 0 | 1 | 0 | 1 | 0 | 0 | 0 | Vert | LL
52-Surcharge (Roof) | 52 | 1.5 | 1 | 0 | 0 | 0 | 0 | 1.5 | 1 | 0 | 0 | 0 | 0 | 1.5 | 1.5 | 1 | 1 | 1.5 | 1.5 | 1 | 0 | 0 | 0 | Vert | LL
53-Lateral Surcharge (Left & Right) | 53 | 1.5 | 1 | 0 | 0 | 0 | 0 | 0 | 0 | 1.5 | 1 | 1.5 | 1 | 0 | 0 | 0 | 0 | 0 | 0 | 0 | 0 | 0 | 0 | Hori | LL
54-Lateral Surcharge (Left) k0 | 54.1 | 0 | 0 | 0 | 0 | 0 | 0 | 0 | 0 | 0 | 0 | 0 | 0 | 1.5 | 1.5 | 1.5 | 1.5 | 0 | 0 | 0 | 0 | 0 | 0 | Hori | LL
54-Lateral Surcharge (Left) ka | 54.2 | 0 | 0 | 0 | 0 | 0 | 0 | 0 | 0 | 0 | 0 | 0 | 0 | 0 | 0 | 0 | 0 | 1.5 | 1.5 | 1 | 1 | 0 | 0 | Hori | LL
55-Lateral Surcharge (Right) k0 | 55.1 | 0 | 0 | 0 | 0 | 0 | 0 | 0 | 0 | 0 | 0 | 0 | 0 | 0 | 0 | 0 | 0 | 1.5 | 1.5 | 1 | 1 | 0 | 0 | Hori | LL
55-Lateral Surcharge (Right) ka | 55.2 | 0 | 0 | 0 | 0 | 0 | 0 | 0 | 0 | 0 | 0 | 0 | 0 | 1.5 | 1.5 | 1.5 | 1.5 | 0 | 0 | 0 | 0 | 0 | 0 | Hori | LL
56-Construction Load (Roof) | 56 | 0 | 0 | 0 | 0 | 1.5 | 1 | 0 | 0 | 0 | 0 | 0 | 0 | 0 | 0 | 0 | 0 | 0 | 0 | 0 | 0 | 0 | 0 | Vert | LL
57-Lateral Construction (Left & Right) | 57 | 0 | 0 | 0 | 0 | 1.5 | 1 | 0 | 0 | 0 | 0 | 0 | 0 | 0 | 0 | 0 | 0 | 0 | 0 | 0 | 0 | 0 | 0 | Hori | LL
Eff. Vertical Soil Pressure Roof, 4.5m excavation above Roof Slab | 17.1 | 0 | 0 | 0 | 0 | 0 | 0 | 0 | 0 | 0 | 0 | 0 | 0 | 0 | 0 | 0 | 0 | 0 | 0 | 0 | 0 | 0.9 | 1 | Vert | DL
Hydrostatic Vertical Roof, WT 4.5m BGL | 31.1 | 0 | 0 | 0 | 0 | 0 | 0 | 0 | 0 | 0 | 0 | 0 | 0 | 0 | 0 | 0 | 0 | 0 | 0 | 0 | 0 | 1.1 | 1 | Vert | DL
This shape represents a table slicer. Table slicers are not supported in this version of Excel. If the shape was modified in an earlier version of Excel, or if the workbook was saved in Excel 2007 or earlier, the slicer can't be used.

## Load summary(original) and Ref
BOD |  | 1 | 2 | 3 | 4 | 5 | 6 | 7 | 8 | 9 | 10 | 11 | 12 | 13 | 14 | 15 | 16 | 17 | 18 | 19 | 20 | 21 | 22 | 23 | 24 | 25 | 26 | 27 | 28 | 30 | 31 | 32 | 33 | 34 | 35 | 36 | 37/38 | 37 | 38 | 39 | 46 | 47/48
LC | Load_combination | 1 | 2 | 3 | 4 | 5 | 11 | 12 | 13 | 14 | 17 | 18 | 19 | 20 | 21 | 22 | 23 | 15 | 16 | 31 | 32 | 33/37 | 34 | 342 | 343 | 35 | 36 | 354 | 37 | 38 | 39 | 40 | 41 | 42 | 43 | 52 | 53 | 54 | 55 | 51 | 56 | 57 | Column5 | first number | second number | third number | Column9
1.1.1_ULS | 101 | 1.35 | 1.35 | 1.35 | 1.35 | 0 | 1.35 | 1.35 | 0 | 0 | 0 | 0 | 0 | 0 | 0 | 0 | 0 | 0 | 0 | 1.35 | 1.35 | 1.35 | 0 | 0 | 0 | 0 | 0 | 0 | 0 | 0 | 0 | 0 | 0 | 0 | 0 | 1.5 | 1.5 | 1.5 | 1.5 | 1.5 | 0 | 0 |  | 1 | 1 | 1 | MAX VERT, MAX HORI,WL GL,ULS
1.1.3_SLS | 201 | 1 | 1 | 1 | 1 | 0 | 1 | 1 | 0 | 0 | 0 | 0 | 0 | 0 | 0 | 0 | 0 | 0 | 0 | 1 | 1 | 1 | 0 | 0 | 0 | 0 | 0 | 0 | 0 | 0 | 0 | 0 | 0 | 0 | 0 | 1 | 1 | 1 | 1 | 1 | 0 | 0 |  | 1 | 1 | 3 | MAX VERT, MAX HORI,WL GL,SLS
1.2.1_ULS | 102 | 1.35 | 1.35 | 1.35 | 1.35 | 0 | 1.35 | 1.35 | 0 | 0 | 0 | 0 | 0 | 0 | 0 | 0 | 0 | 0 | 0 | 0 | 0 | 0 | 1.35 | 1.35 | 1.35 | 0 | 0 | 0 | 0 | 0 | 0 | 0 | 0 | 0 | 0 | 0 | 0 | 0 | 0 | 1.5 | 0 | 0 |  | 1 | 2 | 1 | MAX VERT, MAX HORI,WL FL,ULS
1.2.3_SLS | 202 | 1 | 1 | 1 | 1 | 0 | 1 | 1 | 0 | 0 | 0 | 0 | 0 | 0 | 0 | 0 | 0 | 0 | 0 | 0 | 0 | 0 | 1 | 1 | 1 | 0 | 0 | 0 | 0 | 0 | 0 | 0 | 0 | 0 | 0 | 0 | 0 | 0 | 0 | 1 | 0 | 0 |  | 1 | 2 | 3 | MAX VERT, MAX HORI,WL FL,SLS
1.7.2_ULS | 103 | 1.35 | 1.35 | 1.35 | 1.35 | 0 | 0 | 1.35 | 0 | 0 | 0 | 0 | 0 | 0 | 0 | 0 | 0 | 1.35 | 1.35 | 0 | 0 | 0 | 0 | 0 | 0 | 0 | 0 | 0 | 0 | 0 | 0 | 0 | 0 | 0 | 0 | 1.5 | 1.5 | 1.5 | 1.5 | 0 | 1.5 | 1.5 |  | 1 | 7 | 2 | MAX VERT, MAX HORI,WL BASE END CONSTR,ULS NO LL
1.7.4_SLS | 203 | 1 | 1 | 1 | 1 | 0 | 0 | 1 | 0 | 0 | 0 | 0 | 0 | 0 | 0 | 0 | 0 | 1 | 1 | 0 | 0 | 0 | 0 | 0 | 0 | 0 | 0 | 0 | 0 | 0 | 0 | 0 | 0 | 0 | 0 | 1 | 1 | 1 | 1 | 0 | 1 | 1 |  | 1 | 7 | 4 | MAX VERT, MAX HORI,WL BASE END CONSTR,SLS NO LL
2.4.1_ULS | 104 | 1.35 | 1.35 | 1.35 | 0 | 1 | 0 | 0 | 1.35 | 1 | 0 | 0 | 0 | 0 | 0 | 0 | 0 | 0 | 0 | 0 | 0 | 0 | 0 | 0 | 0 | 1.35 | 1 | 1.35 | 0 | 0 | 0 | 0 | 0 | 0 | 0 | 1.5 | 0 | 0 | 0 | 1.5 | 0 | 0 |  | 2 | 4 | 1 | MAX VERT, MIN HORI,WL -5,ULS
2.4.3_SLS | 204 | 1 | 1 | 1 | 0 | 1 | 0 | 0 | 1 | 1 | 0 | 0 | 0 | 0 | 0 | 0 | 0 | 0 | 0 | 0 | 0 | 0 | 0 | 0 | 0 | 1 | 1 | 1 | 0 | 0 | 0 | 0 | 0 | 0 | 0 | 1 | 0 | 0 | 0 | 1 | 0 | 0 |  | 2 | 4 | 3 | MAX VERT, MIN HORI,WL -5,SLS
3.1.2_ULS | 105 | 1 | 1 | 1 | 1.35 | 0 | 1 | 1.35 | 0 | 0 | 0 | 0 | 0 | 0 | 0 | 0 | 0 | 0 | 0 | 1 | 1.35 | 1 | 0 | 0 | 0 | 0 | 0 | 0 | 0 | 0 | 0 | 0 | 0 | 0 | 0 | 0 | 1.5 | 1.5 | 1.5 | 0 | 0 | 0 |  | 3 | 1 | 2 | MIN VERT, MAX HORI,WL GL,ULS NO LL
3.1.4_SLS | 205 | 1 | 1 | 1 | 1 | 0 | 1 | 1 | 0 | 0 | 0 | 0 | 0 | 0 | 0 | 0 | 0 | 0 | 0 | 1 | 1 | 1 | 0 | 0 | 0 | 0 | 0 | 0 | 0 | 0 | 0 | 0 | 0 | 0 | 0 | 0 | 1 | 1 | 1 | 0 | 0 | 0 |  | 3 | 1 | 4 | MIN VERT, MAX HORI,WL GL,SLS NO LL
3.3.2_ULS | 106 | 1 | 1 | 0 | 0 | 0 | 0 | 1.35 | 0 | 0 | 1 | 0 | 0 | 0 | 0 | 0 | 0 | 0 | 0 | 0 | 1.35 | 1 | 0 | 0 | 0 | 0 | 0 | 0 | 1 | 0 | 0 | 0 | 0 | 0 | 0 | 0 | 1.5 | 1.5 | 1.5 | 0 | 0 | 0 |  | 3 | 3 | 2 | MIN VERT, MAX HORI,WL EXCAVA,ULS NO LL
3.3.4_SLS | 206 | 1 | 1 | 0 | 0 | 0 | 0 | 1 | 0 | 0 | 1 | 0 | 1 | 0 | 0 | 0 | 1 | 1 | 0 | 0 | 1 | 1 | 0 | 0 | 0 | 0 | 0 | 0 | 1 | 0 | 0 | 0 | 0 | 0 | 0 | 0 | 1 | 1 | 1 | 0 | 0 | 0 |  | 3 | 3 | 4 | MIN VERT, MAX HORI,WL EXCAVA,SLS NO LL
43.5.1_ULS | 112 | 1 | 1 | 1 | 1.35 | 0 | 0 | 0 | 0 | 0 | 0 | 1 | 1.35 | 1.35 | 0 | 0 | 0 | 0 | 0 | 0 | 0 | 0 | 0 | 0 | 0 | 0 | 0 | 0 | 0 | 1 | 1.35 | 1 | 0 | 0 | 0 | 1.5 | 1.5 | 1.5 | 0 | 0 | 0 | 0 |  | 43 | 5 | 1 | UNEVEN WATER AND AIRCARFT LOAD, MIN VERT, MAX HORI,WL 1.5 L 4.5 R,ULS
43.5.2_ULS | 111 | 1 | 1 | 1 | 1.35 | 0 | 0 | 0 | 0 | 0 | 0 | 1 | 1.35 | 1.35 | 0 | 0 | 0 | 0 | 0 | 0 | 0 | 0 | 0 | 0 | 0 | 0 | 0 | 0 | 0 | 1 | 1.35 | 1 | 0 | 0 | 0 | 0 | 0 | 1.5 | 0 | 0 | 0 | 0 |  | 43 | 5 | 2 | UNEVEN WATER AND AIRCARFT LOAD, MIN VERT, MAX HORI,WL 1.5 L 4.5 R,ULS NO LL
43.5.3_SLS | 212 | 1 | 1 | 1 | 1 | 0 | 0 | 0 | 0 | 0 | 0 | 1 | 1 | 1 | 0 | 0 | 0 | 0 | 0 | 0 | 0 | 0 | 0 | 0 | 0 | 0 | 0 | 0 | 0 | 1 | 1 | 1 | 0 | 0 | 0 | 1 | 1 | 1 | 0 | 0 | 0 | 0 |  | 43 | 5 | 3 | UNEVEN WATER AND AIRCARFT LOAD, MIN VERT, MAX HORI,WL 1.5 L 4.5 R,SLS
43.5.4_SLS | 211 | 1 | 1 | 1 | 1 | 0 | 0 | 0 | 0 | 0 | 0 | 1 | 1 | 1 | 0 | 0 | 0 | 0 | 0 | 0 | 0 | 0 | 0 | 0 | 0 | 0 | 0 | 0 | 0 | 1 | 1 | 1 | 0 | 0 | 0 | 0 | 0 | 1 | 0 | 0 | 0 | 0 |  | 43 | 5 | 4 | UNEVEN WATER AND AIRCARFT LOAD, MIN VERT, MAX HORI,WL 1.5 L 4.5 R,SLS NO LL
43.6.1_ULS | 114 | 1 | 1 | 1 | 1.35 | 0 | 0 | 0 | 0 | 0 | 0 | 0 | 0 | 0 | 1 | 0 | 0 | 1.35 | 1.35 | 0 | 0 | 0 | 0 | 0 | 0 | 0 | 0 | 0 | 0 | 0 | 0 | 0 | 1 | 1.35 | 1 | 1.5 | 1.5 | 0 | 0 | 1 | 0 | 0 |  | 43 | 6 | 1 | UNEVEN WATER AND AIRCARFT LOAD, MIN VERT, MAX HORI,WL 4.5 L 1.5 R,ULS
43.6.2_ULS | 113 | 1 | 1 | 1 | 1.35 | 0 | 0 | 0 | 0 | 0 | 0 | 0 | 0 | 0 | 1 | 0 | 0 | 1 | 1 | 0 | 0 | 0 | 0 | 0 | 0 | 0 | 0 | 0 | 0 | 0 | 0 | 0 | 1 | 1.35 | 1 | 0 | 0 | 0 | 0 | 0 | 0 | 0 |  | 43 | 6 | 2 | UNEVEN WATER AND AIRCARFT LOAD, MIN VERT, MAX HORI,WL 4.5 L 1.5 R,ULS NO LL
43.6.3_SLS | 214 | 1 | 1 | 1 | 1 | 0 | 0 | 0 | 0 | 0 | 0 | 0 | 0 | 0 | 1 | 0 | 0 | 0 | 0 | 0 | 0 | 0 | 0 | 0 | 0 | 0 | 0 | 0 | 0 | 0 | 0 | 0 | 1 | 1 | 1 | 1 | 1 | 0 | 0 | 1 | 0 | 0 |  | 43 | 6 | 3 | UNEVEN WATER AND AIRCARFT LOAD, MIN VERT, MAX HORI,WL 4.5 L 1.5 R,SLS
43.6.4_SLS | 213 | 1 | 1 | 1 | 1 | 0 | 0 | 0 | 0 | 0 | 0 | 0 | 0 | 0 | 1 | 0 | 0 | 0 | 0 | 0 | 0 | 0 | 0 | 0 | 0 | 0 | 0 | 0 | 0 | 0 | 0 | 0 | 1 | 1 | 1 | 0 | 0 | 0 | 0 | 0 | 0 | 0 |  | 43 | 6 | 4 | UNEVEN WATER AND AIRCARFT LOAD, MIN VERT, MAX HORI,WL 4.5 L 1.5 R,SLS NO LL
UPL_ULS | UPL_ULS | [45 empty] | EXCAV GL -4.5,WL GL, no SDL, ULS
UPL_SLS | UPL_SLS | [45 empty] | EXCAV GL -4.5,WL GL, no SDL, SLS
[44 empty] | Column1 | Column2
[44 empty] | 1 | MAX VERT, MAX HORI
[44 empty] | 2 | MAX VERT, MIN HORI
[44 empty] | 3 | MIN VERT, MAX HORI
[44 empty] | 41 | UNEVEN WATER AND AIRCARFT LOAD, MAX VERT, MAX HORI
[44 empty] | 42 | UNEVEN WATER AND AIRCARFT LOAD, MAX VERT, MIN HORI
[44 empty] | 43 | UNEVEN WATER AND AIRCARFT LOAD, MIN VERT, MAX HORI
[44 empty] | Column1 | Column2
[44 empty] | 1 | WL GL
[44 empty] | 2 | WL FL
[44 empty] | 3 | WL EXCAVA
[44 empty] | 4 | WL -5
[44 empty] | 5 | WL 1.5 L 4.5 R
[44 empty] | 6 | WL 4.5 L 1.5 R
[44 empty] | 7 | WL BASE END CONSTR
[44 empty] | Column1 | Column2
[44 empty] | 1 | ULS
[44 empty] | 2 | ULS NO LL
[44 empty] | 3 | SLS
[44 empty] | 4 | SLS NO LL
[44 empty] | 5 | ULS DIFF HORI SOIL COEFF L AND R
[44 empty] | 6 | ULS DIFF HORI SOIL COEFF L AND R, NO LL
[44 empty] | 7 | SLS DIFF HORI SOIL COEFF L AND R
[44 empty] | 8 | SLS DIFF HORI SOIL COEFF L AND R, NO LL

## Load combination pivoted(query)
load_combination | ComboType | AutoDesign | load_case | ModeNumber | Factor | Custom | Custom - Copy | Custom - Copy.1 | Custom - Copy.2 | Load case | Load combination_named
101 | Linear Add | No | 1 |  | 1.35 | None | None | None | None | Self weight (Self-weight) | MAX VERT, MAX HORI,WL GL,ULS
101 | Linear Add | No | 2 |  | 1.35 | None | None | None | None | Permanent Superimposed Dead Load (Self-weight) | MAX VERT, MAX HORI,WL GL,ULS
101 | Linear Add | No | 3 |  | 1.35 | None | None | None | None | Pavement (Self-weight) | MAX VERT, MAX HORI,WL GL,ULS
101 | Linear Add | No | 4 |  | 1.35 | None | None | None | None | Horizontal Soil Pressure due to Pavement self-weight at Rest K0 (Self- weight) | MAX VERT, MAX HORI,WL GL,ULS
101 | Linear Add | No | 5 |  | 0 | None | None | None | None | Horizontal Soil Pressure due to Pavement self-weight at Active Ka (Self- weight) | MAX VERT, MAX HORI,WL GL,ULS
101 | Linear Add | No | 11 |  | 1.35 | None | None | None | None | Eff. Vertical Soil Pressure, WL at GL & +1.0m & base | MAX VERT, MAX HORI,WL GL,ULS
101 | Linear Add | No | 12 |  | 1.35 | None | None | None | None | Eff. Horizontal Soil Pressure at Rest, K0, WL at GL & +1.0m & base L&R | MAX VERT, MAX HORI,WL GL,ULS
101 | Linear Add | No | 13 |  | 0 | None | None | None | None | Total Vertical Soil Pressure Roof, WT at 5.0m BGL | MAX VERT, MAX HORI,WL GL,ULS
101 | Linear Add | No | 14 |  | 0 | None | None | None | None | Eff. Horizontal Soil Pressure at Active, Ka, WT at 5.0mBGL L&R | MAX VERT, MAX HORI,WL GL,ULS
101 | Linear Add | No | 15 |  | 0 | None | None | None | None | Eff. Vertical Soil Pressure, WL at base | MAX VERT, MAX HORI,WL GL,ULS
101 | Linear Add | No | 16 |  | 0 | None | None | None | None | Eff. Horizontal Soil Pressure at Rest, K0, WL at base (L&R) | MAX VERT, MAX HORI,WL GL,ULS
101 | Linear Add | No | 17 |  | 0 | None | None | None | None | Eff. Vertical Soil Pressure Roof, 1.5m excavation above Roof Slab | MAX VERT, MAX HORI,WL GL,ULS
101 | Linear Add | No | 18 |  | 0 | None | None | None | None | Eff. Vertical Soil Pressure, WT at 1.5mBGL (L) and 4.5mBGL (R) | MAX VERT, MAX HORI,WL GL,ULS
101 | Linear Add | No | 19 |  | 0 | None | None | None | None | Eff. Horizontal Soil Pressure at Rest, K0, WT at 1.5mBGL (L) and 4.5mBGL (R) L | MAX VERT, MAX HORI,WL GL,ULS
101 | Linear Add | No | 20 |  | 0 | None | None | None | None | Eff. Horizontal Soil Pressure at Active, Ka,, WT at 1.5mBGL (L) and 4.5mBGL (R) R | MAX VERT, MAX HORI,WL GL,ULS
101 | Linear Add | No | 21 |  | 0 | None | None | None | None | Eff. Vertical Soil Pressure, WT at 1.5mBGL (R) and 4.5mBGL (L) | MAX VERT, MAX HORI,WL GL,ULS
101 | Linear Add | No | 22 |  | 0 | None | None | None | None | Eff. Horizontal Soil Pressure at Rest, K0,, WT at 1.5mBGL (R) and 4.5mBGL (L) R | MAX VERT, MAX HORI,WL GL,ULS
101 | Linear Add | No | 23 |  | 0 | None | None | None | None | Eff. Horizontal Soil Pressure at Active, Ka,, WT at 1.5mBGL (R) and 4.5mBGL (L) L | MAX VERT, MAX HORI,WL GL,ULS
101 | Linear Add | No | 31 |  | 1.35 | None | None | None | None | Hydrostatic Vertical Roof, WT at GL | MAX VERT, MAX HORI,WL GL,ULS
101 | Linear Add | No | 32 |  | 1.35 | None | None | None | None | Hydrostatic Lateral , WT at GL L&R | MAX VERT, MAX HORI,WL GL,ULS
101 | Linear Add | No | 33 |  | 1.35 | None | None | None | None | Hydrostatic Uplift Base, WT at GL | MAX VERT, MAX HORI,WL GL,ULS
101 | Linear Add | No | 34 |  | 0 | None | None | None | None | Hydrostatic Vertical Roof, WT at FL +1.0m,Hydrostatic Lateral , WT at FL +1.0m L&R, Hydrostatic Uplift Base, WT at FL +1.0m | MAX VERT, MAX HORI,WL GL,ULS
101 | Linear Add | No | 35 |  | 0 | None | None | None | None | 35-Hydrostatic Vertical + Uplift Pressure ; WT at 5m Below GL | MAX VERT, MAX HORI,WL GL,ULS
101 | Linear Add | No | 36 |  | 0 | None | None | None | None | 36-Hydrostatic Lateral Pressure ( Left & Right); WT at 5m Below GL | MAX VERT, MAX HORI,WL GL,ULS
101 | Linear Add | No | 37 |  | 0 | None | None | None | None | 37-Hydrostatic Vertical and Uplift (Roof & Base); WT at 1.5m below GL due to excavation | MAX VERT, MAX HORI,WL GL,ULS
101 | Linear Add | No | 38 |  | 0 | None | None | None | None | 38-Hydrostatic Vertical Pressure (Roof); WT at 1.5m Below GL & 4.5m below GL (Right) | MAX VERT, MAX HORI,WL GL,ULS
101 | Linear Add | No | 39 |  | 0 | None | None | None | None | 39-Hydrostatic Lateral Pressure(Left & Right); WT at 1.5m Below GL & 4.5m below GL (Right) | MAX VERT, MAX HORI,WL GL,ULS
101 | Linear Add | No | 40 |  | 0 | None | None | None | None | 40-Uplift (Base); WT at 1.5m Below GL & 4.5m below GL (Right) | MAX VERT, MAX HORI,WL GL,ULS
101 | Linear Add | No | 41 |  | 0 | None | None | None | None | 41-Hydrostatic Vertical Pressure (Roof); WT at 4.5m Below GL & 1.5m below GL (Right) | MAX VERT, MAX HORI,WL GL,ULS
101 | Linear Add | No | 42 |  | 0 | None | None | None | None | 42-Hydrostatic Lateral Pressure(Left & Right); WT at 4.5m Below GL & 1.5m below GL (Right) | MAX VERT, MAX HORI,WL GL,ULS
101 | Linear Add | No | 43 |  | 0 | None | None | None | None | 43-Uplift (Base); WT at 4.5m Below GL & 1.5m below GL (Right) | MAX VERT, MAX HORI,WL GL,ULS
101 | Linear Add | No | 51 |  | 1.5 | None | None | None | None | 51-Internal Live Load | MAX VERT, MAX HORI,WL GL,ULS
101 | Linear Add | No | 52 |  | 1.5 | None | None | None | None | 52-Surcharge (Roof) | MAX VERT, MAX HORI,WL GL,ULS
101 | Linear Add | No | 53 |  | 1.5 | None | None | None | None | 53-Lateral Surcharge (Left & Right) | MAX VERT, MAX HORI,WL GL,ULS
101 | Linear Add | No | 54.1 |  | 0 | None | None | None | None | 54-Lateral Surcharge (Left) k0 | MAX VERT, MAX HORI,WL GL,ULS
101 | Linear Add | No | 54.2 |  | 0 | None | None | None | None | 54-Lateral Surcharge (Left) ka | MAX VERT, MAX HORI,WL GL,ULS
101 | Linear Add | No | 55.1 |  | 0 | None | None | None | None | 55-Lateral Surcharge (Right) k0 | MAX VERT, MAX HORI,WL GL,ULS
101 | Linear Add | No | 55.2 |  | 0 | None | None | None | None | 55-Lateral Surcharge (Right) ka | MAX VERT, MAX HORI,WL GL,ULS
101 | Linear Add | No | 56 |  | 0 | None | None | None | None | 56-Construction Load (Roof) | MAX VERT, MAX HORI,WL GL,ULS
101 | Linear Add | No | 57 |  | 0 | None | None | None | None | 57-Lateral Construction (Left & Right) | MAX VERT, MAX HORI,WL GL,ULS
101 | Linear Add | No | 17.1 |  | 0 | None | None | None | None | Eff. Vertical Soil Pressure Roof, 4.5m excavation above Roof Slab | MAX VERT, MAX HORI,WL GL,ULS
101 | Linear Add | No | 31.1 |  | 0 | None | None | None | None | Hydrostatic Vertical Roof, WT 4.5m BGL | MAX VERT, MAX HORI,WL GL,ULS
102 | Linear Add | No | 1 |  | 1.35 | None | None | None | None | Self weight (Self-weight) | MAX VERT, MAX HORI,WL FL,ULS
102 | Linear Add | No | 2 |  | 1.35 | None | None | None | None | Permanent Superimposed Dead Load (Self-weight) | MAX VERT, MAX HORI,WL FL,ULS
102 | Linear Add | No | 3 |  | 1.35 | None | None | None | None | Pavement (Self-weight) | MAX VERT, MAX HORI,WL FL,ULS
102 | Linear Add | No | 4 |  | 1.35 | None | None | None | None | Horizontal Soil Pressure due to Pavement self-weight at Rest K0 (Self- weight) | MAX VERT, MAX HORI,WL FL,ULS
102 | Linear Add | No | 5 |  | 0 | None | None | None | None | Horizontal Soil Pressure due to Pavement self-weight at Active Ka (Self- weight) | MAX VERT, MAX HORI,WL FL,ULS
102 | Linear Add | No | 11 |  | 1.35 | None | None | None | None | Eff. Vertical Soil Pressure, WL at GL & +1.0m & base | MAX VERT, MAX HORI,WL FL,ULS
102 | Linear Add | No | 12 |  | 1.35 | None | None | None | None | Eff. Horizontal Soil Pressure at Rest, K0, WL at GL & +1.0m & base L&R | MAX VERT, MAX HORI,WL FL,ULS
102 | Linear Add | No | 13 |  | 0 | None | None | None | None | Total Vertical Soil Pressure Roof, WT at 5.0m BGL | MAX VERT, MAX HORI,WL FL,ULS
102 | Linear Add | No | 14 |  | 0 | None | None | None | None | Eff. Horizontal Soil Pressure at Active, Ka, WT at 5.0mBGL L&R | MAX VERT, MAX HORI,WL FL,ULS
102 | Linear Add | No | 15 |  | 0 | None | None | None | None | Eff. Vertical Soil Pressure, WL at base | MAX VERT, MAX HORI,WL FL,ULS
102 | Linear Add | No | 16 |  | 0 | None | None | None | None | Eff. Horizontal Soil Pressure at Rest, K0, WL at base (L&R) | MAX VERT, MAX HORI,WL FL,ULS
102 | Linear Add | No | 17 |  | 0 | None | None | None | None | Eff. Vertical Soil Pressure Roof, 1.5m excavation above Roof Slab | MAX VERT, MAX HORI,WL FL,ULS
102 | Linear Add | No | 18 |  | 0 | None | None | None | None | Eff. Vertical Soil Pressure, WT at 1.5mBGL (L) and 4.5mBGL (R) | MAX VERT, MAX HORI,WL FL,ULS
102 | Linear Add | No | 19 |  | 0 | None | None | None | None | Eff. Horizontal Soil Pressure at Rest, K0, WT at 1.5mBGL (L) and 4.5mBGL (R) L | MAX VERT, MAX HORI,WL FL,ULS
102 | Linear Add | No | 20 |  | 0 | None | None | None | None | Eff. Horizontal Soil Pressure at Active, Ka,, WT at 1.5mBGL (L) and 4.5mBGL (R) R | MAX VERT, MAX HORI,WL FL,ULS
102 | Linear Add | No | 21 |  | 0 | None | None | None | None | Eff. Vertical Soil Pressure, WT at 1.5mBGL (R) and 4.5mBGL (L) | MAX VERT, MAX HORI,WL FL,ULS
102 | Linear Add | No | 22 |  | 0 | None | None | None | None | Eff. Horizontal Soil Pressure at Rest, K0,, WT at 1.5mBGL (R) and 4.5mBGL (L) R | MAX VERT, MAX HORI,WL FL,ULS
102 | Linear Add | No | 23 |  | 0 | None | None | None | None | Eff. Horizontal Soil Pressure at Active, Ka,, WT at 1.5mBGL (R) and 4.5mBGL (L) L | MAX VERT, MAX HORI,WL FL,ULS
102 | Linear Add | No | 31 |  | 0 | None | None | None | None | Hydrostatic Vertical Roof, WT at GL | MAX VERT, MAX HORI,WL FL,ULS
102 | Linear Add | No | 32 |  | 0 | None | None | None | None | Hydrostatic Lateral , WT at GL L&R | MAX VERT, MAX HORI,WL FL,ULS
102 | Linear Add | No | 33 |  | 0 | None | None | None | None | Hydrostatic Uplift Base, WT at GL | MAX VERT, MAX HORI,WL FL,ULS
102 | Linear Add | No | 34 |  | 1.35 | None | None | None | None | Hydrostatic Vertical Roof, WT at FL +1.0m,Hydrostatic Lateral , WT at FL +1.0m L&R, Hydrostatic Uplift Base, WT at FL +1.0m | MAX VERT, MAX HORI,WL FL,ULS
102 | Linear Add | No | 35 |  | 0 | None | None | None | None | 35-Hydrostatic Vertical + Uplift Pressure ; WT at 5m Below GL | MAX VERT, MAX HORI,WL FL,ULS
102 | Linear Add | No | 36 |  | 0 | None | None | None | None | 36-Hydrostatic Lateral Pressure ( Left & Right); WT at 5m Below GL | MAX VERT, MAX HORI,WL FL,ULS
102 | Linear Add | No | 37 |  | 0 | None | None | None | None | 37-Hydrostatic Vertical and Uplift (Roof & Base); WT at 1.5m below GL due to excavation | MAX VERT, MAX HORI,WL FL,ULS
102 | Linear Add | No | 38 |  | 0 | None | None | None | None | 38-Hydrostatic Vertical Pressure (Roof); WT at 1.5m Below GL & 4.5m below GL (Right) | MAX VERT, MAX HORI,WL FL,ULS
102 | Linear Add | No | 39 |  | 0 | None | None | None | None | 39-Hydrostatic Lateral Pressure(Left & Right); WT at 1.5m Below GL & 4.5m below GL (Right) | MAX VERT, MAX HORI,WL FL,ULS
102 | Linear Add | No | 40 |  | 0 | None | None | None | None | 40-Uplift (Base); WT at 1.5m Below GL & 4.5m below GL (Right) | MAX VERT, MAX HORI,WL FL,ULS
102 | Linear Add | No | 41 |  | 0 | None | None | None | None | 41-Hydrostatic Vertical Pressure (Roof); WT at 4.5m Below GL & 1.5m below GL (Right) | MAX VERT, MAX HORI,WL FL,ULS
102 | Linear Add | No | 42 |  | 0 | None | None | None | None | 42-Hydrostatic Lateral Pressure(Left & Right); WT at 4.5m Below GL & 1.5m below GL (Right) | MAX VERT, MAX HORI,WL FL,ULS
102 | Linear Add | No | 43 |  | 0 | None | None | None | None | 43-Uplift (Base); WT at 4.5m Below GL & 1.5m below GL (Right) | MAX VERT, MAX HORI,WL FL,ULS
102 | Linear Add | No | 51 |  | 1.5 | None | None | None | None | 51-Internal Live Load | MAX VERT, MAX HORI,WL FL,ULS
102 | Linear Add | No | 52 |  | 0 | None | None | None | None | 52-Surcharge (Roof) | MAX VERT, MAX HORI,WL FL,ULS
102 | Linear Add | No | 53 |  | 0 | None | None | None | None | 53-Lateral Surcharge (Left & Right) | MAX VERT, MAX HORI,WL FL,ULS
102 | Linear Add | No | 54.1 |  | 0 | None | None | None | None | 54-Lateral Surcharge (Left) k0 | MAX VERT, MAX HORI,WL FL,ULS
102 | Linear Add | No | 54.2 |  | 0 | None | None | None | None | 54-Lateral Surcharge (Left) ka | MAX VERT, MAX HORI,WL FL,ULS
102 | Linear Add | No | 55.1 |  | 0 | None | None | None | None | 55-Lateral Surcharge (Right) k0 | MAX VERT, MAX HORI,WL FL,ULS
102 | Linear Add | No | 55.2 |  | 0 | None | None | None | None | 55-Lateral Surcharge (Right) ka | MAX VERT, MAX HORI,WL FL,ULS
102 | Linear Add | No | 56 |  | 0 | None | None | None | None | 56-Construction Load (Roof) | MAX VERT, MAX HORI,WL FL,ULS
102 | Linear Add | No | 57 |  | 0 | None | None | None | None | 57-Lateral Construction (Left & Right) | MAX VERT, MAX HORI,WL FL,ULS
102 | Linear Add | No | 17.1 |  | 0 | None | None | None | None | Eff. Vertical Soil Pressure Roof, 4.5m excavation above Roof Slab | MAX VERT, MAX HORI,WL FL,ULS
102 | Linear Add | No | 31.1 |  | 0 | None | None | None | None | Hydrostatic Vertical Roof, WT 4.5m BGL | MAX VERT, MAX HORI,WL FL,ULS
103 | Linear Add | No | 1 |  | 1.35 | None | None | None | None | Self weight (Self-weight) | MAX VERT, MAX HORI,WL BASE END CONSTR,ULS NO LL
103 | Linear Add | No | 2 |  | 1.35 | None | None | None | None | Permanent Superimposed Dead Load (Self-weight) | MAX VERT, MAX HORI,WL BASE END CONSTR,ULS NO LL
103 | Linear Add | No | 3 |  | 1.35 | None | None | None | None | Pavement (Self-weight) | MAX VERT, MAX HORI,WL BASE END CONSTR,ULS NO LL
103 | Linear Add | No | 4 |  | 1.35 | None | None | None | None | Horizontal Soil Pressure due to Pavement self-weight at Rest K0 (Self- weight) | MAX VERT, MAX HORI,WL BASE END CONSTR,ULS NO LL
103 | Linear Add | No | 5 |  | 0 | None | None | None | None | Horizontal Soil Pressure due to Pavement self-weight at Active Ka (Self- weight) | MAX VERT, MAX HORI,WL BASE END CONSTR,ULS NO LL
103 | Linear Add | No | 11 |  | 0 | None | None | None | None | Eff. Vertical Soil Pressure, WL at GL & +1.0m & base | MAX VERT, MAX HORI,WL BASE END CONSTR,ULS NO LL
103 | Linear Add | No | 12 |  | 0 | None | None | None | None | Eff. Horizontal Soil Pressure at Rest, K0, WL at GL & +1.0m & base L&R | MAX VERT, MAX HORI,WL BASE END CONSTR,ULS NO LL
103 | Linear Add | No | 13 |  | 0 | None | None | None | None | Total Vertical Soil Pressure Roof, WT at 5.0m BGL | MAX VERT, MAX HORI,WL BASE END CONSTR,ULS NO LL
103 | Linear Add | No | 14 |  | 0 | None | None | None | None | Eff. Horizontal Soil Pressure at Active, Ka, WT at 5.0mBGL L&R | MAX VERT, MAX HORI,WL BASE END CONSTR,ULS NO LL
103 | Linear Add | No | 15 |  | 1.35 | None | None | None | None | Eff. Vertical Soil Pressure, WL at base | MAX VERT, MAX HORI,WL BASE END CONSTR,ULS NO LL
103 | Linear Add | No | 16 |  | 1.35 | None | None | None | None | Eff. Horizontal Soil Pressure at Rest, K0, WL at base (L&R) | MAX VERT, MAX HORI,WL BASE END CONSTR,ULS NO LL
103 | Linear Add | No | 17 |  | 0 | None | None | None | None | Eff. Vertical Soil Pressure Roof, 1.5m excavation above Roof Slab | MAX VERT, MAX HORI,WL BASE END CONSTR,ULS NO LL
103 | Linear Add | No | 18 |  | 0 | None | None | None | None | Eff. Vertical Soil Pressure, WT at 1.5mBGL (L) and 4.5mBGL (R) | MAX VERT, MAX HORI,WL BASE END CONSTR,ULS NO LL
103 | Linear Add | No | 19 |  | 0 | None | None | None | None | Eff. Horizontal Soil Pressure at Rest, K0, WT at 1.5mBGL (L) and 4.5mBGL (R) L | MAX VERT, MAX HORI,WL BASE END CONSTR,ULS NO LL
103 | Linear Add | No | 20 |  | 0 | None | None | None | None | Eff. Horizontal Soil Pressure at Active, Ka,, WT at 1.5mBGL (L) and 4.5mBGL (R) R | MAX VERT, MAX HORI,WL BASE END CONSTR,ULS NO LL
103 | Linear Add | No | 21 |  | 0 | None | None | None | None | Eff. Vertical Soil Pressure, WT at 1.5mBGL (R) and 4.5mBGL (L) | MAX VERT, MAX HORI,WL BASE END CONSTR,ULS NO LL
103 | Linear Add | No | 22 |  | 0 | None | None | None | None | Eff. Horizontal Soil Pressure at Rest, K0,, WT at 1.5mBGL (R) and 4.5mBGL (L) R | MAX VERT, MAX HORI,WL BASE END CONSTR,ULS NO LL
103 | Linear Add | No | 23 |  | 0 | None | None | None | None | Eff. Horizontal Soil Pressure at Active, Ka,, WT at 1.5mBGL (R) and 4.5mBGL (L) L | MAX VERT, MAX HORI,WL BASE END CONSTR,ULS NO LL
103 | Linear Add | No | 31 |  | 0 | None | None | None | None | Hydrostatic Vertical Roof, WT at GL | MAX VERT, MAX HORI,WL BASE END CONSTR,ULS NO LL
103 | Linear Add | No | 32 |  | 0 | None | None | None | None | Hydrostatic Lateral , WT at GL L&R | MAX VERT, MAX HORI,WL BASE END CONSTR,ULS NO LL
103 | Linear Add | No | 33 |  | 0 | None | None | None | None | Hydrostatic Uplift Base, WT at GL | MAX VERT, MAX HORI,WL BASE END CONSTR,ULS NO LL
103 | Linear Add | No | 34 |  | 0 | None | None | None | None | Hydrostatic Vertical Roof, WT at FL +1.0m,Hydrostatic Lateral , WT at FL +1.0m L&R, Hydrostatic Uplift Base, WT at FL +1.0m | MAX VERT, MAX HORI,WL BASE END CONSTR,ULS NO LL
103 | Linear Add | No | 35 |  | 0 | None | None | None | None | 35-Hydrostatic Vertical + Uplift Pressure ; WT at 5m Below GL | MAX VERT, MAX HORI,WL BASE END CONSTR,ULS NO LL
103 | Linear Add | No | 36 |  | 0 | None | None | None | None | 36-Hydrostatic Lateral Pressure ( Left & Right); WT at 5m Below GL | MAX VERT, MAX HORI,WL BASE END CONSTR,ULS NO LL
103 | Linear Add | No | 37 |  | 0 | None | None | None | None | 37-Hydrostatic Vertical and Uplift (Roof & Base); WT at 1.5m below GL due to excavation | MAX VERT, MAX HORI,WL BASE END CONSTR,ULS NO LL
103 | Linear Add | No | 38 |  | 0 | None | None | None | None | 38-Hydrostatic Vertical Pressure (Roof); WT at 1.5m Below GL & 4.5m below GL (Right) | MAX VERT, MAX HORI,WL BASE END CONSTR,ULS NO LL
103 | Linear Add | No | 39 |  | 0 | None | None | None | None | 39-Hydrostatic Lateral Pressure(Left & Right); WT at 1.5m Below GL & 4.5m below GL (Right) | MAX VERT, MAX HORI,WL BASE END CONSTR,ULS NO LL
103 | Linear Add | No | 40 |  | 0 | None | None | None | None | 40-Uplift (Base); WT at 1.5m Below GL & 4.5m below GL (Right) | MAX VERT, MAX HORI,WL BASE END CONSTR,ULS NO LL
103 | Linear Add | No | 41 |  | 0 | None | None | None | None | 41-Hydrostatic Vertical Pressure (Roof); WT at 4.5m Below GL & 1.5m below GL (Right) | MAX VERT, MAX HORI,WL BASE END CONSTR,ULS NO LL
103 | Linear Add | No | 42 |  | 0 | None | None | None | None | 42-Hydrostatic Lateral Pressure(Left & Right); WT at 4.5m Below GL & 1.5m below GL (Right) | MAX VERT, MAX HORI,WL BASE END CONSTR,ULS NO LL
103 | Linear Add | No | 43 |  | 0 | None | None | None | None | 43-Uplift (Base); WT at 4.5m Below GL & 1.5m below GL (Right) | MAX VERT, MAX HORI,WL BASE END CONSTR,ULS NO LL
103 | Linear Add | No | 51 |  | 0 | None | None | None | None | 51-Internal Live Load | MAX VERT, MAX HORI,WL BASE END CONSTR,ULS NO LL
103 | Linear Add | No | 52 |  | 0 | None | None | None | None | 52-Surcharge (Roof) | MAX VERT, MAX HORI,WL BASE END CONSTR,ULS NO LL
103 | Linear Add | No | 53 |  | 0 | None | None | None | None | 53-Lateral Surcharge (Left & Right) | MAX VERT, MAX HORI,WL BASE END CONSTR,ULS NO LL
103 | Linear Add | No | 54.1 |  | 0 | None | None | None | None | 54-Lateral Surcharge (Left) k0 | MAX VERT, MAX HORI,WL BASE END CONSTR,ULS NO LL
103 | Linear Add | No | 54.2 |  | 0 | None | None | None | None | 54-Lateral Surcharge (Left) ka | MAX VERT, MAX HORI,WL BASE END CONSTR,ULS NO LL
103 | Linear Add | No | 55.1 |  | 0 | None | None | None | None | 55-Lateral Surcharge (Right) k0 | MAX VERT, MAX HORI,WL BASE END CONSTR,ULS NO LL
103 | Linear Add | No | 55.2 |  | 0 | None | None | None | None | 55-Lateral Surcharge (Right) ka | MAX VERT, MAX HORI,WL BASE END CONSTR,ULS NO LL
103 | Linear Add | No | 56 |  | 1.5 | None | None | None | None | 56-Construction Load (Roof) | MAX VERT, MAX HORI,WL BASE END CONSTR,ULS NO LL
103 | Linear Add | No | 57 |  | 1.5 | None | None | None | None | 57-Lateral Construction (Left & Right) | MAX VERT, MAX HORI,WL BASE END CONSTR,ULS NO LL
103 | Linear Add | No | 17.1 |  | 0 | None | None | None | None | Eff. Vertical Soil Pressure Roof, 4.5m excavation above Roof Slab | MAX VERT, MAX HORI,WL BASE END CONSTR,ULS NO LL
103 | Linear Add | No | 31.1 |  | 0 | None | None | None | None | Hydrostatic Vertical Roof, WT 4.5m BGL | MAX VERT, MAX HORI,WL BASE END CONSTR,ULS NO LL
104 | Linear Add | No | 1 |  | 1.35 | None | None | None | None | Self weight (Self-weight) | MAX VERT, MIN HORI,WL -5,ULS
104 | Linear Add | No | 2 |  | 1.35 | None | None | None | None | Permanent Superimposed Dead Load (Self-weight) | MAX VERT, MIN HORI,WL -5,ULS
104 | Linear Add | No | 3 |  | 1.35 | None | None | None | None | Pavement (Self-weight) | MAX VERT, MIN HORI,WL -5,ULS
104 | Linear Add | No | 4 |  | 0 | None | None | None | None | Horizontal Soil Pressure due to Pavement self-weight at Rest K0 (Self- weight) | MAX VERT, MIN HORI,WL -5,ULS
104 | Linear Add | No | 5 |  | 1 | None | None | None | None | Horizontal Soil Pressure due to Pavement self-weight at Active Ka (Self- weight) | MAX VERT, MIN HORI,WL -5,ULS
104 | Linear Add | No | 11 |  | 0 | None | None | None | None | Eff. Vertical Soil Pressure, WL at GL & +1.0m & base | MAX VERT, MIN HORI,WL -5,ULS
104 | Linear Add | No | 12 |  | 0 | None | None | None | None | Eff. Horizontal Soil Pressure at Rest, K0, WL at GL & +1.0m & base L&R | MAX VERT, MIN HORI,WL -5,ULS
104 | Linear Add | No | 13 |  | 1.35 | None | None | None | None | Total Vertical Soil Pressure Roof, WT at 5.0m BGL | MAX VERT, MIN HORI,WL -5,ULS
104 | Linear Add | No | 14 |  | 1 | None | None | None | None | Eff. Horizontal Soil Pressure at Active, Ka, WT at 5.0mBGL L&R | MAX VERT, MIN HORI,WL -5,ULS
104 | Linear Add | No | 15 |  | 0 | None | None | None | None | Eff. Vertical Soil Pressure, WL at base | MAX VERT, MIN HORI,WL -5,ULS
104 | Linear Add | No | 16 |  | 0 | None | None | None | None | Eff. Horizontal Soil Pressure at Rest, K0, WL at base (L&R) | MAX VERT, MIN HORI,WL -5,ULS
104 | Linear Add | No | 17 |  | 0 | None | None | None | None | Eff. Vertical Soil Pressure Roof, 1.5m excavation above Roof Slab | MAX VERT, MIN HORI,WL -5,ULS
104 | Linear Add | No | 18 |  | 0 | None | None | None | None | Eff. Vertical Soil Pressure, WT at 1.5mBGL (L) and 4.5mBGL (R) | MAX VERT, MIN HORI,WL -5,ULS
104 | Linear Add | No | 19 |  | 0 | None | None | None | None | Eff. Horizontal Soil Pressure at Rest, K0, WT at 1.5mBGL (L) and 4.5mBGL (R) L | MAX VERT, MIN HORI,WL -5,ULS
104 | Linear Add | No | 20 |  | 0 | None | None | None | None | Eff. Horizontal Soil Pressure at Active, Ka,, WT at 1.5mBGL (L) and 4.5mBGL (R) R | MAX VERT, MIN HORI,WL -5,ULS
104 | Linear Add | No | 21 |  | 0 | None | None | None | None | Eff. Vertical Soil Pressure, WT at 1.5mBGL (R) and 4.5mBGL (L) | MAX VERT, MIN HORI,WL -5,ULS
104 | Linear Add | No | 22 |  | 0 | None | None | None | None | Eff. Horizontal Soil Pressure at Rest, K0,, WT at 1.5mBGL (R) and 4.5mBGL (L) R | MAX VERT, MIN HORI,WL -5,ULS
104 | Linear Add | No | 23 |  | 0 | None | None | None | None | Eff. Horizontal Soil Pressure at Active, Ka,, WT at 1.5mBGL (R) and 4.5mBGL (L) L | MAX VERT, MIN HORI,WL -5,ULS
104 | Linear Add | No | 31 |  | 0 | None | None | None | None | Hydrostatic Vertical Roof, WT at GL | MAX VERT, MIN HORI,WL -5,ULS
104 | Linear Add | No | 32 |  | 0 | None | None | None | None | Hydrostatic Lateral , WT at GL L&R | MAX VERT, MIN HORI,WL -5,ULS
104 | Linear Add | No | 33 |  | 0 | None | None | None | None | Hydrostatic Uplift Base, WT at GL | MAX VERT, MIN HORI,WL -5,ULS
104 | Linear Add | No | 34 |  | 0 | None | None | None | None | Hydrostatic Vertical Roof, WT at FL +1.0m,Hydrostatic Lateral , WT at FL +1.0m L&R, Hydrostatic Uplift Base, WT at FL +1.0m | MAX VERT, MIN HORI,WL -5,ULS
104 | Linear Add | No | 35 |  | 1.35 | None | None | None | None | 35-Hydrostatic Vertical + Uplift Pressure ; WT at 5m Below GL | MAX VERT, MIN HORI,WL -5,ULS
104 | Linear Add | No | 36 |  | 1 | None | None | None | None | 36-Hydrostatic Lateral Pressure ( Left & Right); WT at 5m Below GL | MAX VERT, MIN HORI,WL -5,ULS
104 | Linear Add | No | 37 |  | 0 | None | None | None | None | 37-Hydrostatic Vertical and Uplift (Roof & Base); WT at 1.5m below GL due to excavation | MAX VERT, MIN HORI,WL -5,ULS
104 | Linear Add | No | 38 |  | 0 | None | None | None | None | 38-Hydrostatic Vertical Pressure (Roof); WT at 1.5m Below GL & 4.5m below GL (Right) | MAX VERT, MIN HORI,WL -5,ULS
104 | Linear Add | No | 39 |  | 0 | None | None | None | None | 39-Hydrostatic Lateral Pressure(Left & Right); WT at 1.5m Below GL & 4.5m below GL (Right) | MAX VERT, MIN HORI,WL -5,ULS
104 | Linear Add | No | 40 |  | 0 | None | None | None | None | 40-Uplift (Base); WT at 1.5m Below GL & 4.5m below GL (Right) | MAX VERT, MIN HORI,WL -5,ULS
104 | Linear Add | No | 41 |  | 0 | None | None | None | None | 41-Hydrostatic Vertical Pressure (Roof); WT at 4.5m Below GL & 1.5m below GL (Right) | MAX VERT, MIN HORI,WL -5,ULS
104 | Linear Add | No | 42 |  | 0 | None | None | None | None | 42-Hydrostatic Lateral Pressure(Left & Right); WT at 4.5m Below GL & 1.5m below GL (Right) | MAX VERT, MIN HORI,WL -5,ULS
104 | Linear Add | No | 43 |  | 0 | None | None | None | None | 43-Uplift (Base); WT at 4.5m Below GL & 1.5m below GL (Right) | MAX VERT, MIN HORI,WL -5,ULS
104 | Linear Add | No | 51 |  | 1.5 | None | None | None | None | 51-Internal Live Load | MAX VERT, MIN HORI,WL -5,ULS
104 | Linear Add | No | 52 |  | 1.5 | None | None | None | None | 52-Surcharge (Roof) | MAX VERT, MIN HORI,WL -5,ULS
104 | Linear Add | No | 53 |  | 0 | None | None | None | None | 53-Lateral Surcharge (Left & Right) | MAX VERT, MIN HORI,WL -5,ULS
104 | Linear Add | No | 54.1 |  | 0 | None | None | None | None | 54-Lateral Surcharge (Left) k0 | MAX VERT, MIN HORI,WL -5,ULS
104 | Linear Add | No | 54.2 |  | 0 | None | None | None | None | 54-Lateral Surcharge (Left) ka | MAX VERT, MIN HORI,WL -5,ULS
104 | Linear Add | No | 55.1 |  | 0 | None | None | None | None | 55-Lateral Surcharge (Right) k0 | MAX VERT, MIN HORI,WL -5,ULS
104 | Linear Add | No | 55.2 |  | 0 | None | None | None | None | 55-Lateral Surcharge (Right) ka | MAX VERT, MIN HORI,WL -5,ULS
104 | Linear Add | No | 56 |  | 0 | None | None | None | None | 56-Construction Load (Roof) | MAX VERT, MIN HORI,WL -5,ULS
104 | Linear Add | No | 57 |  | 0 | None | None | None | None | 57-Lateral Construction (Left & Right) | MAX VERT, MIN HORI,WL -5,ULS
104 | Linear Add | No | 17.1 |  | 0 | None | None | None | None | Eff. Vertical Soil Pressure Roof, 4.5m excavation above Roof Slab | MAX VERT, MIN HORI,WL -5,ULS
104 | Linear Add | No | 31.1 |  | 0 | None | None | None | None | Hydrostatic Vertical Roof, WT 4.5m BGL | MAX VERT, MIN HORI,WL -5,ULS
105 | Linear Add | No | 1 |  | 1 | None | None | None | None | Self weight (Self-weight) | MIN VERT, MAX HORI,WL GL,ULS NO LL
105 | Linear Add | No | 2 |  | 1 | None | None | None | None | Permanent Superimposed Dead Load (Self-weight) | MIN VERT, MAX HORI,WL GL,ULS NO LL
105 | Linear Add | No | 3 |  | 1 | None | None | None | None | Pavement (Self-weight) | MIN VERT, MAX HORI,WL GL,ULS NO LL
105 | Linear Add | No | 4 |  | 1.35 | None | None | None | None | Horizontal Soil Pressure due to Pavement self-weight at Rest K0 (Self- weight) | MIN VERT, MAX HORI,WL GL,ULS NO LL
105 | Linear Add | No | 5 |  | 0 | None | None | None | None | Horizontal Soil Pressure due to Pavement self-weight at Active Ka (Self- weight) | MIN VERT, MAX HORI,WL GL,ULS NO LL
105 | Linear Add | No | 11 |  | 1 | None | None | None | None | Eff. Vertical Soil Pressure, WL at GL & +1.0m & base | MIN VERT, MAX HORI,WL GL,ULS NO LL
105 | Linear Add | No | 12 |  | 1.35 | None | None | None | None | Eff. Horizontal Soil Pressure at Rest, K0, WL at GL & +1.0m & base L&R | MIN VERT, MAX HORI,WL GL,ULS NO LL
105 | Linear Add | No | 13 |  | 0 | None | None | None | None | Total Vertical Soil Pressure Roof, WT at 5.0m BGL | MIN VERT, MAX HORI,WL GL,ULS NO LL
105 | Linear Add | No | 14 |  | 0 | None | None | None | None | Eff. Horizontal Soil Pressure at Active, Ka, WT at 5.0mBGL L&R | MIN VERT, MAX HORI,WL GL,ULS NO LL
105 | Linear Add | No | 15 |  | 0 | None | None | None | None | Eff. Vertical Soil Pressure, WL at base | MIN VERT, MAX HORI,WL GL,ULS NO LL
105 | Linear Add | No | 16 |  | 0 | None | None | None | None | Eff. Horizontal Soil Pressure at Rest, K0, WL at base (L&R) | MIN VERT, MAX HORI,WL GL,ULS NO LL
105 | Linear Add | No | 17 |  | 0 | None | None | None | None | Eff. Vertical Soil Pressure Roof, 1.5m excavation above Roof Slab | MIN VERT, MAX HORI,WL GL,ULS NO LL
105 | Linear Add | No | 18 |  | 0 | None | None | None | None | Eff. Vertical Soil Pressure, WT at 1.5mBGL (L) and 4.5mBGL (R) | MIN VERT, MAX HORI,WL GL,ULS NO LL
105 | Linear Add | No | 19 |  | 0 | None | None | None | None | Eff. Horizontal Soil Pressure at Rest, K0, WT at 1.5mBGL (L) and 4.5mBGL (R) L | MIN VERT, MAX HORI,WL GL,ULS NO LL
105 | Linear Add | No | 20 |  | 0 | None | None | None | None | Eff. Horizontal Soil Pressure at Active, Ka,, WT at 1.5mBGL (L) and 4.5mBGL (R) R | MIN VERT, MAX HORI,WL GL,ULS NO LL
105 | Linear Add | No | 21 |  | 0 | None | None | None | None | Eff. Vertical Soil Pressure, WT at 1.5mBGL (R) and 4.5mBGL (L) | MIN VERT, MAX HORI,WL GL,ULS NO LL
105 | Linear Add | No | 22 |  | 0 | None | None | None | None | Eff. Horizontal Soil Pressure at Rest, K0,, WT at 1.5mBGL (R) and 4.5mBGL (L) R | MIN VERT, MAX HORI,WL GL,ULS NO LL
105 | Linear Add | No | 23 |  | 0 | None | None | None | None | Eff. Horizontal Soil Pressure at Active, Ka,, WT at 1.5mBGL (R) and 4.5mBGL (L) L | MIN VERT, MAX HORI,WL GL,ULS NO LL
105 | Linear Add | No | 31 |  | 1 | None | None | None | None | Hydrostatic Vertical Roof, WT at GL | MIN VERT, MAX HORI,WL GL,ULS NO LL
105 | Linear Add | No | 32 |  | 1.35 | None | None | None | None | Hydrostatic Lateral , WT at GL L&R | MIN VERT, MAX HORI,WL GL,ULS NO LL
105 | Linear Add | No | 33 |  | 1 | None | None | None | None | Hydrostatic Uplift Base, WT at GL | MIN VERT, MAX HORI,WL GL,ULS NO LL
105 | Linear Add | No | 34 |  | 0 | None | None | None | None | Hydrostatic Vertical Roof, WT at FL +1.0m,Hydrostatic Lateral , WT at FL +1.0m L&R, Hydrostatic Uplift Base, WT at FL +1.0m | MIN VERT, MAX HORI,WL GL,ULS NO LL
105 | Linear Add | No | 35 |  | 0 | None | None | None | None | 35-Hydrostatic Vertical + Uplift Pressure ; WT at 5m Below GL | MIN VERT, MAX HORI,WL GL,ULS NO LL
105 | Linear Add | No | 36 |  | 0 | None | None | None | None | 36-Hydrostatic Lateral Pressure ( Left & Right); WT at 5m Below GL | MIN VERT, MAX HORI,WL GL,ULS NO LL
105 | Linear Add | No | 37 |  | 0 | None | None | None | None | 37-Hydrostatic Vertical and Uplift (Roof & Base); WT at 1.5m below GL due to excavation | MIN VERT, MAX HORI,WL GL,ULS NO LL
105 | Linear Add | No | 38 |  | 0 | None | None | None | None | 38-Hydrostatic Vertical Pressure (Roof); WT at 1.5m Below GL & 4.5m below GL (Right) | MIN VERT, MAX HORI,WL GL,ULS NO LL
105 | Linear Add | No | 39 |  | 0 | None | None | None | None | 39-Hydrostatic Lateral Pressure(Left & Right); WT at 1.5m Below GL & 4.5m below GL (Right) | MIN VERT, MAX HORI,WL GL,ULS NO LL
105 | Linear Add | No | 40 |  | 0 | None | None | None | None | 40-Uplift (Base); WT at 1.5m Below GL & 4.5m below GL (Right) | MIN VERT, MAX HORI,WL GL,ULS NO LL
105 | Linear Add | No | 41 |  | 0 | None | None | None | None | 41-Hydrostatic Vertical Pressure (Roof); WT at 4.5m Below GL & 1.5m below GL (Right) | MIN VERT, MAX HORI,WL GL,ULS NO LL
105 | Linear Add | No | 42 |  | 0 | None | None | None | None | 42-Hydrostatic Lateral Pressure(Left & Right); WT at 4.5m Below GL & 1.5m below GL (Right) | MIN VERT, MAX HORI,WL GL,ULS NO LL
105 | Linear Add | No | 43 |  | 0 | None | None | None | None | 43-Uplift (Base); WT at 4.5m Below GL & 1.5m below GL (Right) | MIN VERT, MAX HORI,WL GL,ULS NO LL
105 | Linear Add | No | 51 |  | 0 | None | None | None | None | 51-Internal Live Load | MIN VERT, MAX HORI,WL GL,ULS NO LL
105 | Linear Add | No | 52 |  | 0 | None | None | None | None | 52-Surcharge (Roof) | MIN VERT, MAX HORI,WL GL,ULS NO LL
105 | Linear Add | No | 53 |  | 1.5 | None | None | None | None | 53-Lateral Surcharge (Left & Right) | MIN VERT, MAX HORI,WL GL,ULS NO LL
105 | Linear Add | No | 54.1 |  | 0 | None | None | None | None | 54-Lateral Surcharge (Left) k0 | MIN VERT, MAX HORI,WL GL,ULS NO LL
105 | Linear Add | No | 54.2 |  | 0 | None | None | None | None | 54-Lateral Surcharge (Left) ka | MIN VERT, MAX HORI,WL GL,ULS NO LL
105 | Linear Add | No | 55.1 |  | 0 | None | None | None | None | 55-Lateral Surcharge (Right) k0 | MIN VERT, MAX HORI,WL GL,ULS NO LL
105 | Linear Add | No | 55.2 |  | 0 | None | None | None | None | 55-Lateral Surcharge (Right) ka | MIN VERT, MAX HORI,WL GL,ULS NO LL
105 | Linear Add | No | 56 |  | 0 | None | None | None | None | 56-Construction Load (Roof) | MIN VERT, MAX HORI,WL GL,ULS NO LL
105 | Linear Add | No | 57 |  | 0 | None | None | None | None | 57-Lateral Construction (Left & Right) | MIN VERT, MAX HORI,WL GL,ULS NO LL
105 | Linear Add | No | 17.1 |  | 0 | None | None | None | None | Eff. Vertical Soil Pressure Roof, 4.5m excavation above Roof Slab | MIN VERT, MAX HORI,WL GL,ULS NO LL
105 | Linear Add | No | 31.1 |  | 0 | None | None | None | None | Hydrostatic Vertical Roof, WT 4.5m BGL | MIN VERT, MAX HORI,WL GL,ULS NO LL
106 | Linear Add | No | 1 |  | 1 | None | None | None | None | Self weight (Self-weight) | MIN VERT, MAX HORI,WL EXCAVA,ULS NO LL
106 | Linear Add | No | 2 |  | 1 | None | None | None | None | Permanent Superimposed Dead Load (Self-weight) | MIN VERT, MAX HORI,WL EXCAVA,ULS NO LL
106 | Linear Add | No | 3 |  | 0 | None | None | None | None | Pavement (Self-weight) | MIN VERT, MAX HORI,WL EXCAVA,ULS NO LL
106 | Linear Add | No | 4 |  | 0 | None | None | None | None | Horizontal Soil Pressure due to Pavement self-weight at Rest K0 (Self- weight) | MIN VERT, MAX HORI,WL EXCAVA,ULS NO LL
106 | Linear Add | No | 5 |  | 0 | None | None | None | None | Horizontal Soil Pressure due to Pavement self-weight at Active Ka (Self- weight) | MIN VERT, MAX HORI,WL EXCAVA,ULS NO LL
106 | Linear Add | No | 11 |  | 0 | None | None | None | None | Eff. Vertical Soil Pressure, WL at GL & +1.0m & base | MIN VERT, MAX HORI,WL EXCAVA,ULS NO LL
106 | Linear Add | No | 12 |  | 1.35 | None | None | None | None | Eff. Horizontal Soil Pressure at Rest, K0, WL at GL & +1.0m & base L&R | MIN VERT, MAX HORI,WL EXCAVA,ULS NO LL
106 | Linear Add | No | 13 |  | 0 | None | None | None | None | Total Vertical Soil Pressure Roof, WT at 5.0m BGL | MIN VERT, MAX HORI,WL EXCAVA,ULS NO LL
106 | Linear Add | No | 14 |  | 0 | None | None | None | None | Eff. Horizontal Soil Pressure at Active, Ka, WT at 5.0mBGL L&R | MIN VERT, MAX HORI,WL EXCAVA,ULS NO LL
106 | Linear Add | No | 15 |  | 0 | None | None | None | None | Eff. Vertical Soil Pressure, WL at base | MIN VERT, MAX HORI,WL EXCAVA,ULS NO LL
106 | Linear Add | No | 16 |  | 0 | None | None | None | None | Eff. Horizontal Soil Pressure at Rest, K0, WL at base (L&R) | MIN VERT, MAX HORI,WL EXCAVA,ULS NO LL
106 | Linear Add | No | 17 |  | 1 | None | None | None | None | Eff. Vertical Soil Pressure Roof, 1.5m excavation above Roof Slab | MIN VERT, MAX HORI,WL EXCAVA,ULS NO LL
106 | Linear Add | No | 18 |  | 0 | None | None | None | None | Eff. Vertical Soil Pressure, WT at 1.5mBGL (L) and 4.5mBGL (R) | MIN VERT, MAX HORI,WL EXCAVA,ULS NO LL
106 | Linear Add | No | 19 |  | 0 | None | None | None | None | Eff. Horizontal Soil Pressure at Rest, K0, WT at 1.5mBGL (L) and 4.5mBGL (R) L | MIN VERT, MAX HORI,WL EXCAVA,ULS NO LL
106 | Linear Add | No | 20 |  | 0 | None | None | None | None | Eff. Horizontal Soil Pressure at Active, Ka,, WT at 1.5mBGL (L) and 4.5mBGL (R) R | MIN VERT, MAX HORI,WL EXCAVA,ULS NO LL
106 | Linear Add | No | 21 |  | 0 | None | None | None | None | Eff. Vertical Soil Pressure, WT at 1.5mBGL (R) and 4.5mBGL (L) | MIN VERT, MAX HORI,WL EXCAVA,ULS NO LL
106 | Linear Add | No | 22 |  | 0 | None | None | None | None | Eff. Horizontal Soil Pressure at Rest, K0,, WT at 1.5mBGL (R) and 4.5mBGL (L) R | MIN VERT, MAX HORI,WL EXCAVA,ULS NO LL
106 | Linear Add | No | 23 |  | 0 | None | None | None | None | Eff. Horizontal Soil Pressure at Active, Ka,, WT at 1.5mBGL (R) and 4.5mBGL (L) L | MIN VERT, MAX HORI,WL EXCAVA,ULS NO LL
106 | Linear Add | No | 31 |  | 0 | None | None | None | None | Hydrostatic Vertical Roof, WT at GL | MIN VERT, MAX HORI,WL EXCAVA,ULS NO LL
106 | Linear Add | No | 32 |  | 1.35 | None | None | None | None | Hydrostatic Lateral , WT at GL L&R | MIN VERT, MAX HORI,WL EXCAVA,ULS NO LL
106 | Linear Add | No | 33 |  | 0 | None | None | None | None | Hydrostatic Uplift Base, WT at GL | MIN VERT, MAX HORI,WL EXCAVA,ULS NO LL
106 | Linear Add | No | 34 |  | 0 | None | None | None | None | Hydrostatic Vertical Roof, WT at FL +1.0m,Hydrostatic Lateral , WT at FL +1.0m L&R, Hydrostatic Uplift Base, WT at FL +1.0m | MIN VERT, MAX HORI,WL EXCAVA,ULS NO LL
106 | Linear Add | No | 35 |  | 0 | None | None | None | None | 35-Hydrostatic Vertical + Uplift Pressure ; WT at 5m Below GL | MIN VERT, MAX HORI,WL EXCAVA,ULS NO LL
106 | Linear Add | No | 36 |  | 0 | None | None | None | None | 36-Hydrostatic Lateral Pressure ( Left & Right); WT at 5m Below GL | MIN VERT, MAX HORI,WL EXCAVA,ULS NO LL
106 | Linear Add | No | 37 |  | 1 | None | None | None | None | 37-Hydrostatic Vertical and Uplift (Roof & Base); WT at 1.5m below GL due to excavation | MIN VERT, MAX HORI,WL EXCAVA,ULS NO LL
106 | Linear Add | No | 38 |  | 0 | None | None | None | None | 38-Hydrostatic Vertical Pressure (Roof); WT at 1.5m Below GL & 4.5m below GL (Right) | MIN VERT, MAX HORI,WL EXCAVA,ULS NO LL
106 | Linear Add | No | 39 |  | 0 | None | None | None | None | 39-Hydrostatic Lateral Pressure(Left & Right); WT at 1.5m Below GL & 4.5m below GL (Right) | MIN VERT, MAX HORI,WL EXCAVA,ULS NO LL
106 | Linear Add | No | 40 |  | 0 | None | None | None | None | 40-Uplift (Base); WT at 1.5m Below GL & 4.5m below GL (Right) | MIN VERT, MAX HORI,WL EXCAVA,ULS NO LL
106 | Linear Add | No | 41 |  | 0 | None | None | None | None | 41-Hydrostatic Vertical Pressure (Roof); WT at 4.5m Below GL & 1.5m below GL (Right) | MIN VERT, MAX HORI,WL EXCAVA,ULS NO LL
106 | Linear Add | No | 42 |  | 0 | None | None | None | None | 42-Hydrostatic Lateral Pressure(Left & Right); WT at 4.5m Below GL & 1.5m below GL (Right) | MIN VERT, MAX HORI,WL EXCAVA,ULS NO LL
106 | Linear Add | No | 43 |  | 0 | None | None | None | None | 43-Uplift (Base); WT at 4.5m Below GL & 1.5m below GL (Right) | MIN VERT, MAX HORI,WL EXCAVA,ULS NO LL
106 | Linear Add | No | 51 |  | 0 | None | None | None | None | 51-Internal Live Load | MIN VERT, MAX HORI,WL EXCAVA,ULS NO LL
106 | Linear Add | No | 52 |  | 0 | None | None | None | None | 52-Surcharge (Roof) | MIN VERT, MAX HORI,WL EXCAVA,ULS NO LL
106 | Linear Add | No | 53 |  | 1.5 | None | None | None | None | 53-Lateral Surcharge (Left & Right) | MIN VERT, MAX HORI,WL EXCAVA,ULS NO LL
106 | Linear Add | No | 54.1 |  | 0 | None | None | None | None | 54-Lateral Surcharge (Left) k0 | MIN VERT, MAX HORI,WL EXCAVA,ULS NO LL
106 | Linear Add | No | 54.2 |  | 0 | None | None | None | None | 54-Lateral Surcharge (Left) ka | MIN VERT, MAX HORI,WL EXCAVA,ULS NO LL
106 | Linear Add | No | 55.1 |  | 0 | None | None | None | None | 55-Lateral Surcharge (Right) k0 | MIN VERT, MAX HORI,WL EXCAVA,ULS NO LL
106 | Linear Add | No | 55.2 |  | 0 | None | None | None | None | 55-Lateral Surcharge (Right) ka | MIN VERT, MAX HORI,WL EXCAVA,ULS NO LL
106 | Linear Add | No | 56 |  | 0 | None | None | None | None | 56-Construction Load (Roof) | MIN VERT, MAX HORI,WL EXCAVA,ULS NO LL
106 | Linear Add | No | 57 |  | 0 | None | None | None | None | 57-Lateral Construction (Left & Right) | MIN VERT, MAX HORI,WL EXCAVA,ULS NO LL
106 | Linear Add | No | 17.1 |  | 0 | None | None | None | None | Eff. Vertical Soil Pressure Roof, 4.5m excavation above Roof Slab | MIN VERT, MAX HORI,WL EXCAVA,ULS NO LL
106 | Linear Add | No | 31.1 |  | 0 | None | None | None | None | Hydrostatic Vertical Roof, WT 4.5m BGL | MIN VERT, MAX HORI,WL EXCAVA,ULS NO LL
111 | Linear Add | No | 1 |  | 1 | None | None | None | None | Self weight (Self-weight) | UNEVEN WATER AND AIRCARFT LOAD, MIN VERT, MAX HORI,WL 1.5 L 4.5 R,ULS NO LL
111 | Linear Add | No | 2 |  | 1 | None | None | None | None | Permanent Superimposed Dead Load (Self-weight) | UNEVEN WATER AND AIRCARFT LOAD, MIN VERT, MAX HORI,WL 1.5 L 4.5 R,ULS NO LL
111 | Linear Add | No | 3 |  | 1 | None | None | None | None | Pavement (Self-weight) | UNEVEN WATER AND AIRCARFT LOAD, MIN VERT, MAX HORI,WL 1.5 L 4.5 R,ULS NO LL
111 | Linear Add | No | 4 |  | 1.35 | None | None | None | None | Horizontal Soil Pressure due to Pavement self-weight at Rest K0 (Self- weight) | UNEVEN WATER AND AIRCARFT LOAD, MIN VERT, MAX HORI,WL 1.5 L 4.5 R,ULS NO LL
111 | Linear Add | No | 5 |  | 0 | None | None | None | None | Horizontal Soil Pressure due to Pavement self-weight at Active Ka (Self- weight) | UNEVEN WATER AND AIRCARFT LOAD, MIN VERT, MAX HORI,WL 1.5 L 4.5 R,ULS NO LL
111 | Linear Add | No | 11 |  | 0 | None | None | None | None | Eff. Vertical Soil Pressure, WL at GL & +1.0m & base | UNEVEN WATER AND AIRCARFT LOAD, MIN VERT, MAX HORI,WL 1.5 L 4.5 R,ULS NO LL
111 | Linear Add | No | 12 |  | 0 | None | None | None | None | Eff. Horizontal Soil Pressure at Rest, K0, WL at GL & +1.0m & base L&R | UNEVEN WATER AND AIRCARFT LOAD, MIN VERT, MAX HORI,WL 1.5 L 4.5 R,ULS NO LL
111 | Linear Add | No | 13 |  | 0 | None | None | None | None | Total Vertical Soil Pressure Roof, WT at 5.0m BGL | UNEVEN WATER AND AIRCARFT LOAD, MIN VERT, MAX HORI,WL 1.5 L 4.5 R,ULS NO LL
111 | Linear Add | No | 14 |  | 0 | None | None | None | None | Eff. Horizontal Soil Pressure at Active, Ka, WT at 5.0mBGL L&R | UNEVEN WATER AND AIRCARFT LOAD, MIN VERT, MAX HORI,WL 1.5 L 4.5 R,ULS NO LL
111 | Linear Add | No | 15 |  | 0 | None | None | None | None | Eff. Vertical Soil Pressure, WL at base | UNEVEN WATER AND AIRCARFT LOAD, MIN VERT, MAX HORI,WL 1.5 L 4.5 R,ULS NO LL
111 | Linear Add | No | 16 |  | 0 | None | None | None | None | Eff. Horizontal Soil Pressure at Rest, K0, WL at base (L&R) | UNEVEN WATER AND AIRCARFT LOAD, MIN VERT, MAX HORI,WL 1.5 L 4.5 R,ULS NO LL
111 | Linear Add | No | 17 |  | 0 | None | None | None | None | Eff. Vertical Soil Pressure Roof, 1.5m excavation above Roof Slab | UNEVEN WATER AND AIRCARFT LOAD, MIN VERT, MAX HORI,WL 1.5 L 4.5 R,ULS NO LL
111 | Linear Add | No | 18 |  | 1 | None | None | None | None | Eff. Vertical Soil Pressure, WT at 1.5mBGL (L) and 4.5mBGL (R) | UNEVEN WATER AND AIRCARFT LOAD, MIN VERT, MAX HORI,WL 1.5 L 4.5 R,ULS NO LL
111 | Linear Add | No | 19 |  | 1.35 | None | None | None | None | Eff. Horizontal Soil Pressure at Rest, K0, WT at 1.5mBGL (L) and 4.5mBGL (R) L | UNEVEN WATER AND AIRCARFT LOAD, MIN VERT, MAX HORI,WL 1.5 L 4.5 R,ULS NO LL
111 | Linear Add | No | 20 |  | 1.35 | None | None | None | None | Eff. Horizontal Soil Pressure at Active, Ka,, WT at 1.5mBGL (L) and 4.5mBGL (R) R | UNEVEN WATER AND AIRCARFT LOAD, MIN VERT, MAX HORI,WL 1.5 L 4.5 R,ULS NO LL
111 | Linear Add | No | 21 |  | 0 | None | None | None | None | Eff. Vertical Soil Pressure, WT at 1.5mBGL (R) and 4.5mBGL (L) | UNEVEN WATER AND AIRCARFT LOAD, MIN VERT, MAX HORI,WL 1.5 L 4.5 R,ULS NO LL
111 | Linear Add | No | 22 |  | 0 | None | None | None | None | Eff. Horizontal Soil Pressure at Rest, K0,, WT at 1.5mBGL (R) and 4.5mBGL (L) R | UNEVEN WATER AND AIRCARFT LOAD, MIN VERT, MAX HORI,WL 1.5 L 4.5 R,ULS NO LL
111 | Linear Add | No | 23 |  | 0 | None | None | None | None | Eff. Horizontal Soil Pressure at Active, Ka,, WT at 1.5mBGL (R) and 4.5mBGL (L) L | UNEVEN WATER AND AIRCARFT LOAD, MIN VERT, MAX HORI,WL 1.5 L 4.5 R,ULS NO LL
111 | Linear Add | No | 31 |  | 0 | None | None | None | None | Hydrostatic Vertical Roof, WT at GL | UNEVEN WATER AND AIRCARFT LOAD, MIN VERT, MAX HORI,WL 1.5 L 4.5 R,ULS NO LL
111 | Linear Add | No | 32 |  | 0 | None | None | None | None | Hydrostatic Lateral , WT at GL L&R | UNEVEN WATER AND AIRCARFT LOAD, MIN VERT, MAX HORI,WL 1.5 L 4.5 R,ULS NO LL
111 | Linear Add | No | 33 |  | 0 | None | None | None | None | Hydrostatic Uplift Base, WT at GL | UNEVEN WATER AND AIRCARFT LOAD, MIN VERT, MAX HORI,WL 1.5 L 4.5 R,ULS NO LL
111 | Linear Add | No | 34 |  | 0 | None | None | None | None | Hydrostatic Vertical Roof, WT at FL +1.0m,Hydrostatic Lateral , WT at FL +1.0m L&R, Hydrostatic Uplift Base, WT at FL +1.0m | UNEVEN WATER AND AIRCARFT LOAD, MIN VERT, MAX HORI,WL 1.5 L 4.5 R,ULS NO LL
111 | Linear Add | No | 35 |  | 0 | None | None | None | None | 35-Hydrostatic Vertical + Uplift Pressure ; WT at 5m Below GL | UNEVEN WATER AND AIRCARFT LOAD, MIN VERT, MAX HORI,WL 1.5 L 4.5 R,ULS NO LL
111 | Linear Add | No | 36 |  | 0 | None | None | None | None | 36-Hydrostatic Lateral Pressure ( Left & Right); WT at 5m Below GL | UNEVEN WATER AND AIRCARFT LOAD, MIN VERT, MAX HORI,WL 1.5 L 4.5 R,ULS NO LL
111 | Linear Add | No | 37 |  | 0 | None | None | None | None | 37-Hydrostatic Vertical and Uplift (Roof & Base); WT at 1.5m below GL due to excavation | UNEVEN WATER AND AIRCARFT LOAD, MIN VERT, MAX HORI,WL 1.5 L 4.5 R,ULS NO LL
111 | Linear Add | No | 38 |  | 1 | None | None | None | None | 38-Hydrostatic Vertical Pressure (Roof); WT at 1.5m Below GL & 4.5m below GL (Right) | UNEVEN WATER AND AIRCARFT LOAD, MIN VERT, MAX HORI,WL 1.5 L 4.5 R,ULS NO LL
111 | Linear Add | No | 39 |  | 1.35 | None | None | None | None | 39-Hydrostatic Lateral Pressure(Left & Right); WT at 1.5m Below GL & 4.5m below GL (Right) | UNEVEN WATER AND AIRCARFT LOAD, MIN VERT, MAX HORI,WL 1.5 L 4.5 R,ULS NO LL
111 | Linear Add | No | 40 |  | 1 | None | None | None | None | 40-Uplift (Base); WT at 1.5m Below GL & 4.5m below GL (Right) | UNEVEN WATER AND AIRCARFT LOAD, MIN VERT, MAX HORI,WL 1.5 L 4.5 R,ULS NO LL
111 | Linear Add | No | 41 |  | 0 | None | None | None | None | 41-Hydrostatic Vertical Pressure (Roof); WT at 4.5m Below GL & 1.5m below GL (Right) | UNEVEN WATER AND AIRCARFT LOAD, MIN VERT, MAX HORI,WL 1.5 L 4.5 R,ULS NO LL
111 | Linear Add | No | 42 |  | 0 | None | None | None | None | 42-Hydrostatic Lateral Pressure(Left & Right); WT at 4.5m Below GL & 1.5m below GL (Right) | UNEVEN WATER AND AIRCARFT LOAD, MIN VERT, MAX HORI,WL 1.5 L 4.5 R,ULS NO LL
111 | Linear Add | No | 43 |  | 0 | None | None | None | None | 43-Uplift (Base); WT at 4.5m Below GL & 1.5m below GL (Right) | UNEVEN WATER AND AIRCARFT LOAD, MIN VERT, MAX HORI,WL 1.5 L 4.5 R,ULS NO LL
111 | Linear Add | No | 51 |  | 0 | None | None | None | None | 51-Internal Live Load | UNEVEN WATER AND AIRCARFT LOAD, MIN VERT, MAX HORI,WL 1.5 L 4.5 R,ULS NO LL
111 | Linear Add | No | 52 |  | 1.5 | None | None | None | None | 52-Surcharge (Roof) | UNEVEN WATER AND AIRCARFT LOAD, MIN VERT, MAX HORI,WL 1.5 L 4.5 R,ULS NO LL
111 | Linear Add | No | 53 |  | 0 | None | None | None | None | 53-Lateral Surcharge (Left & Right) | UNEVEN WATER AND AIRCARFT LOAD, MIN VERT, MAX HORI,WL 1.5 L 4.5 R,ULS NO LL
111 | Linear Add | No | 54.1 |  | 1.5 | None | None | None | None | 54-Lateral Surcharge (Left) k0 | UNEVEN WATER AND AIRCARFT LOAD, MIN VERT, MAX HORI,WL 1.5 L 4.5 R,ULS NO LL
111 | Linear Add | No | 54.2 |  | 0 | None | None | None | None | 54-Lateral Surcharge (Left) ka | UNEVEN WATER AND AIRCARFT LOAD, MIN VERT, MAX HORI,WL 1.5 L 4.5 R,ULS NO LL
111 | Linear Add | No | 55.1 |  | 0 | None | None | None | None | 55-Lateral Surcharge (Right) k0 | UNEVEN WATER AND AIRCARFT LOAD, MIN VERT, MAX HORI,WL 1.5 L 4.5 R,ULS NO LL
111 | Linear Add | No | 55.2 |  | 1.5 | None | None | None | None | 55-Lateral Surcharge (Right) ka | UNEVEN WATER AND AIRCARFT LOAD, MIN VERT, MAX HORI,WL 1.5 L 4.5 R,ULS NO LL
111 | Linear Add | No | 56 |  | 0 | None | None | None | None | 56-Construction Load (Roof) | UNEVEN WATER AND AIRCARFT LOAD, MIN VERT, MAX HORI,WL 1.5 L 4.5 R,ULS NO LL
111 | Linear Add | No | 57 |  | 0 | None | None | None | None | 57-Lateral Construction (Left & Right) | UNEVEN WATER AND AIRCARFT LOAD, MIN VERT, MAX HORI,WL 1.5 L 4.5 R,ULS NO LL
111 | Linear Add | No | 17.1 |  | 0 | None | None | None | None | Eff. Vertical Soil Pressure Roof, 4.5m excavation above Roof Slab | UNEVEN WATER AND AIRCARFT LOAD, MIN VERT, MAX HORI,WL 1.5 L 4.5 R,ULS NO LL
111 | Linear Add | No | 31.1 |  | 0 | None | None | None | None | Hydrostatic Vertical Roof, WT 4.5m BGL | UNEVEN WATER AND AIRCARFT LOAD, MIN VERT, MAX HORI,WL 1.5 L 4.5 R,ULS NO LL
112 | Linear Add | No | 1 |  | 1 | None | None | None | None | Self weight (Self-weight) | UNEVEN WATER AND AIRCARFT LOAD, MIN VERT, MAX HORI,WL 1.5 L 4.5 R,ULS
112 | Linear Add | No | 2 |  | 1 | None | None | None | None | Permanent Superimposed Dead Load (Self-weight) | UNEVEN WATER AND AIRCARFT LOAD, MIN VERT, MAX HORI,WL 1.5 L 4.5 R,ULS
112 | Linear Add | No | 3 |  | 1 | None | None | None | None | Pavement (Self-weight) | UNEVEN WATER AND AIRCARFT LOAD, MIN VERT, MAX HORI,WL 1.5 L 4.5 R,ULS
112 | Linear Add | No | 4 |  | 1.35 | None | None | None | None | Horizontal Soil Pressure due to Pavement self-weight at Rest K0 (Self- weight) | UNEVEN WATER AND AIRCARFT LOAD, MIN VERT, MAX HORI,WL 1.5 L 4.5 R,ULS
112 | Linear Add | No | 5 |  | 0 | None | None | None | None | Horizontal Soil Pressure due to Pavement self-weight at Active Ka (Self- weight) | UNEVEN WATER AND AIRCARFT LOAD, MIN VERT, MAX HORI,WL 1.5 L 4.5 R,ULS
112 | Linear Add | No | 11 |  | 0 | None | None | None | None | Eff. Vertical Soil Pressure, WL at GL & +1.0m & base | UNEVEN WATER AND AIRCARFT LOAD, MIN VERT, MAX HORI,WL 1.5 L 4.5 R,ULS
112 | Linear Add | No | 12 |  | 0 | None | None | None | None | Eff. Horizontal Soil Pressure at Rest, K0, WL at GL & +1.0m & base L&R | UNEVEN WATER AND AIRCARFT LOAD, MIN VERT, MAX HORI,WL 1.5 L 4.5 R,ULS
112 | Linear Add | No | 13 |  | 0 | None | None | None | None | Total Vertical Soil Pressure Roof, WT at 5.0m BGL | UNEVEN WATER AND AIRCARFT LOAD, MIN VERT, MAX HORI,WL 1.5 L 4.5 R,ULS
112 | Linear Add | No | 14 |  | 0 | None | None | None | None | Eff. Horizontal Soil Pressure at Active, Ka, WT at 5.0mBGL L&R | UNEVEN WATER AND AIRCARFT LOAD, MIN VERT, MAX HORI,WL 1.5 L 4.5 R,ULS
112 | Linear Add | No | 15 |  | 0 | None | None | None | None | Eff. Vertical Soil Pressure, WL at base | UNEVEN WATER AND AIRCARFT LOAD, MIN VERT, MAX HORI,WL 1.5 L 4.5 R,ULS
112 | Linear Add | No | 16 |  | 0 | None | None | None | None | Eff. Horizontal Soil Pressure at Rest, K0, WL at base (L&R) | UNEVEN WATER AND AIRCARFT LOAD, MIN VERT, MAX HORI,WL 1.5 L 4.5 R,ULS
112 | Linear Add | No | 17 |  | 0 | None | None | None | None | Eff. Vertical Soil Pressure Roof, 1.5m excavation above Roof Slab | UNEVEN WATER AND AIRCARFT LOAD, MIN VERT, MAX HORI,WL 1.5 L 4.5 R,ULS
112 | Linear Add | No | 18 |  | 1 | None | None | None | None | Eff. Vertical Soil Pressure, WT at 1.5mBGL (L) and 4.5mBGL (R) | UNEVEN WATER AND AIRCARFT LOAD, MIN VERT, MAX HORI,WL 1.5 L 4.5 R,ULS
112 | Linear Add | No | 19 |  | 1.35 | None | None | None | None | Eff. Horizontal Soil Pressure at Rest, K0, WT at 1.5mBGL (L) and 4.5mBGL (R) L | UNEVEN WATER AND AIRCARFT LOAD, MIN VERT, MAX HORI,WL 1.5 L 4.5 R,ULS
112 | Linear Add | No | 20 |  | 1.35 | None | None | None | None | Eff. Horizontal Soil Pressure at Active, Ka,, WT at 1.5mBGL (L) and 4.5mBGL (R) R | UNEVEN WATER AND AIRCARFT LOAD, MIN VERT, MAX HORI,WL 1.5 L 4.5 R,ULS
112 | Linear Add | No | 21 |  | 0 | None | None | None | None | Eff. Vertical Soil Pressure, WT at 1.5mBGL (R) and 4.5mBGL (L) | UNEVEN WATER AND AIRCARFT LOAD, MIN VERT, MAX HORI,WL 1.5 L 4.5 R,ULS
112 | Linear Add | No | 22 |  | 0 | None | None | None | None | Eff. Horizontal Soil Pressure at Rest, K0,, WT at 1.5mBGL (R) and 4.5mBGL (L) R | UNEVEN WATER AND AIRCARFT LOAD, MIN VERT, MAX HORI,WL 1.5 L 4.5 R,ULS
112 | Linear Add | No | 23 |  | 0 | None | None | None | None | Eff. Horizontal Soil Pressure at Active, Ka,, WT at 1.5mBGL (R) and 4.5mBGL (L) L | UNEVEN WATER AND AIRCARFT LOAD, MIN VERT, MAX HORI,WL 1.5 L 4.5 R,ULS
112 | Linear Add | No | 31 |  | 0 | None | None | None | None | Hydrostatic Vertical Roof, WT at GL | UNEVEN WATER AND AIRCARFT LOAD, MIN VERT, MAX HORI,WL 1.5 L 4.5 R,ULS
112 | Linear Add | No | 32 |  | 0 | None | None | None | None | Hydrostatic Lateral , WT at GL L&R | UNEVEN WATER AND AIRCARFT LOAD, MIN VERT, MAX HORI,WL 1.5 L 4.5 R,ULS
112 | Linear Add | No | 33 |  | 0 | None | None | None | None | Hydrostatic Uplift Base, WT at GL | UNEVEN WATER AND AIRCARFT LOAD, MIN VERT, MAX HORI,WL 1.5 L 4.5 R,ULS
112 | Linear Add | No | 34 |  | 0 | None | None | None | None | Hydrostatic Vertical Roof, WT at FL +1.0m,Hydrostatic Lateral , WT at FL +1.0m L&R, Hydrostatic Uplift Base, WT at FL +1.0m | UNEVEN WATER AND AIRCARFT LOAD, MIN VERT, MAX HORI,WL 1.5 L 4.5 R,ULS
112 | Linear Add | No | 35 |  | 0 | None | None | None | None | 35-Hydrostatic Vertical + Uplift Pressure ; WT at 5m Below GL | UNEVEN WATER AND AIRCARFT LOAD, MIN VERT, MAX HORI,WL 1.5 L 4.5 R,ULS
112 | Linear Add | No | 36 |  | 0 | None | None | None | None | 36-Hydrostatic Lateral Pressure ( Left & Right); WT at 5m Below GL | UNEVEN WATER AND AIRCARFT LOAD, MIN VERT, MAX HORI,WL 1.5 L 4.5 R,ULS
112 | Linear Add | No | 37 |  | 0 | None | None | None | None | 37-Hydrostatic Vertical and Uplift (Roof & Base); WT at 1.5m below GL due to excavation | UNEVEN WATER AND AIRCARFT LOAD, MIN VERT, MAX HORI,WL 1.5 L 4.5 R,ULS
112 | Linear Add | No | 38 |  | 1 | None | None | None | None | 38-Hydrostatic Vertical Pressure (Roof); WT at 1.5m Below GL & 4.5m below GL (Right) | UNEVEN WATER AND AIRCARFT LOAD, MIN VERT, MAX HORI,WL 1.5 L 4.5 R,ULS
112 | Linear Add | No | 39 |  | 1.35 | None | None | None | None | 39-Hydrostatic Lateral Pressure(Left & Right); WT at 1.5m Below GL & 4.5m below GL (Right) | UNEVEN WATER AND AIRCARFT LOAD, MIN VERT, MAX HORI,WL 1.5 L 4.5 R,ULS
112 | Linear Add | No | 40 |  | 1 | None | None | None | None | 40-Uplift (Base); WT at 1.5m Below GL & 4.5m below GL (Right) | UNEVEN WATER AND AIRCARFT LOAD, MIN VERT, MAX HORI,WL 1.5 L 4.5 R,ULS
112 | Linear Add | No | 41 |  | 0 | None | None | None | None | 41-Hydrostatic Vertical Pressure (Roof); WT at 4.5m Below GL & 1.5m below GL (Right) | UNEVEN WATER AND AIRCARFT LOAD, MIN VERT, MAX HORI,WL 1.5 L 4.5 R,ULS
112 | Linear Add | No | 42 |  | 0 | None | None | None | None | 42-Hydrostatic Lateral Pressure(Left & Right); WT at 4.5m Below GL & 1.5m below GL (Right) | UNEVEN WATER AND AIRCARFT LOAD, MIN VERT, MAX HORI,WL 1.5 L 4.5 R,ULS
112 | Linear Add | No | 43 |  | 0 | None | None | None | None | 43-Uplift (Base); WT at 4.5m Below GL & 1.5m below GL (Right) | UNEVEN WATER AND AIRCARFT LOAD, MIN VERT, MAX HORI,WL 1.5 L 4.5 R,ULS
112 | Linear Add | No | 51 |  | 1.5 | None | None | None | None | 51-Internal Live Load | UNEVEN WATER AND AIRCARFT LOAD, MIN VERT, MAX HORI,WL 1.5 L 4.5 R,ULS
112 | Linear Add | No | 52 |  | 1.5 | None | None | None | None | 52-Surcharge (Roof) | UNEVEN WATER AND AIRCARFT LOAD, MIN VERT, MAX HORI,WL 1.5 L 4.5 R,ULS
112 | Linear Add | No | 53 |  | 0 | None | None | None | None | 53-Lateral Surcharge (Left & Right) | UNEVEN WATER AND AIRCARFT LOAD, MIN VERT, MAX HORI,WL 1.5 L 4.5 R,ULS
112 | Linear Add | No | 54.1 |  | 1.5 | None | None | None | None | 54-Lateral Surcharge (Left) k0 | UNEVEN WATER AND AIRCARFT LOAD, MIN VERT, MAX HORI,WL 1.5 L 4.5 R,ULS
112 | Linear Add | No | 54.2 |  | 0 | None | None | None | None | 54-Lateral Surcharge (Left) ka | UNEVEN WATER AND AIRCARFT LOAD, MIN VERT, MAX HORI,WL 1.5 L 4.5 R,ULS
112 | Linear Add | No | 55.1 |  | 0 | None | None | None | None | 55-Lateral Surcharge (Right) k0 | UNEVEN WATER AND AIRCARFT LOAD, MIN VERT, MAX HORI,WL 1.5 L 4.5 R,ULS
112 | Linear Add | No | 55.2 |  | 1.5 | None | None | None | None | 55-Lateral Surcharge (Right) ka | UNEVEN WATER AND AIRCARFT LOAD, MIN VERT, MAX HORI,WL 1.5 L 4.5 R,ULS
112 | Linear Add | No | 56 |  | 0 | None | None | None | None | 56-Construction Load (Roof) | UNEVEN WATER AND AIRCARFT LOAD, MIN VERT, MAX HORI,WL 1.5 L 4.5 R,ULS
112 | Linear Add | No | 57 |  | 0 | None | None | None | None | 57-Lateral Construction (Left & Right) | UNEVEN WATER AND AIRCARFT LOAD, MIN VERT, MAX HORI,WL 1.5 L 4.5 R,ULS
112 | Linear Add | No | 17.1 |  | 0 | None | None | None | None | Eff. Vertical Soil Pressure Roof, 4.5m excavation above Roof Slab | UNEVEN WATER AND AIRCARFT LOAD, MIN VERT, MAX HORI,WL 1.5 L 4.5 R,ULS
112 | Linear Add | No | 31.1 |  | 0 | None | None | None | None | Hydrostatic Vertical Roof, WT 4.5m BGL | UNEVEN WATER AND AIRCARFT LOAD, MIN VERT, MAX HORI,WL 1.5 L 4.5 R,ULS
113 | Linear Add | No | 1 |  | 1 | None | None | None | None | Self weight (Self-weight) | UNEVEN WATER AND AIRCARFT LOAD, MIN VERT, MAX HORI,WL 4.5 L 1.5 R,ULS NO LL
113 | Linear Add | No | 2 |  | 1 | None | None | None | None | Permanent Superimposed Dead Load (Self-weight) | UNEVEN WATER AND AIRCARFT LOAD, MIN VERT, MAX HORI,WL 4.5 L 1.5 R,ULS NO LL
113 | Linear Add | No | 3 |  | 1 | None | None | None | None | Pavement (Self-weight) | UNEVEN WATER AND AIRCARFT LOAD, MIN VERT, MAX HORI,WL 4.5 L 1.5 R,ULS NO LL
113 | Linear Add | No | 4 |  | 1.35 | None | None | None | None | Horizontal Soil Pressure due to Pavement self-weight at Rest K0 (Self- weight) | UNEVEN WATER AND AIRCARFT LOAD, MIN VERT, MAX HORI,WL 4.5 L 1.5 R,ULS NO LL
113 | Linear Add | No | 5 |  | 0 | None | None | None | None | Horizontal Soil Pressure due to Pavement self-weight at Active Ka (Self- weight) | UNEVEN WATER AND AIRCARFT LOAD, MIN VERT, MAX HORI,WL 4.5 L 1.5 R,ULS NO LL
113 | Linear Add | No | 11 |  | 0 | None | None | None | None | Eff. Vertical Soil Pressure, WL at GL & +1.0m & base | UNEVEN WATER AND AIRCARFT LOAD, MIN VERT, MAX HORI,WL 4.5 L 1.5 R,ULS NO LL
113 | Linear Add | No | 12 |  | 0 | None | None | None | None | Eff. Horizontal Soil Pressure at Rest, K0, WL at GL & +1.0m & base L&R | UNEVEN WATER AND AIRCARFT LOAD, MIN VERT, MAX HORI,WL 4.5 L 1.5 R,ULS NO LL
113 | Linear Add | No | 13 |  | 0 | None | None | None | None | Total Vertical Soil Pressure Roof, WT at 5.0m BGL | UNEVEN WATER AND AIRCARFT LOAD, MIN VERT, MAX HORI,WL 4.5 L 1.5 R,ULS NO LL
113 | Linear Add | No | 14 |  | 0 | None | None | None | None | Eff. Horizontal Soil Pressure at Active, Ka, WT at 5.0mBGL L&R | UNEVEN WATER AND AIRCARFT LOAD, MIN VERT, MAX HORI,WL 4.5 L 1.5 R,ULS NO LL
113 | Linear Add | No | 15 |  | 0 | None | None | None | None | Eff. Vertical Soil Pressure, WL at base | UNEVEN WATER AND AIRCARFT LOAD, MIN VERT, MAX HORI,WL 4.5 L 1.5 R,ULS NO LL
113 | Linear Add | No | 16 |  | 0 | None | None | None | None | Eff. Horizontal Soil Pressure at Rest, K0, WL at base (L&R) | UNEVEN WATER AND AIRCARFT LOAD, MIN VERT, MAX HORI,WL 4.5 L 1.5 R,ULS NO LL
113 | Linear Add | No | 17 |  | 0 | None | None | None | None | Eff. Vertical Soil Pressure Roof, 1.5m excavation above Roof Slab | UNEVEN WATER AND AIRCARFT LOAD, MIN VERT, MAX HORI,WL 4.5 L 1.5 R,ULS NO LL
113 | Linear Add | No | 18 |  | 0 | None | None | None | None | Eff. Vertical Soil Pressure, WT at 1.5mBGL (L) and 4.5mBGL (R) | UNEVEN WATER AND AIRCARFT LOAD, MIN VERT, MAX HORI,WL 4.5 L 1.5 R,ULS NO LL
113 | Linear Add | No | 19 |  | 0 | None | None | None | None | Eff. Horizontal Soil Pressure at Rest, K0, WT at 1.5mBGL (L) and 4.5mBGL (R) L | UNEVEN WATER AND AIRCARFT LOAD, MIN VERT, MAX HORI,WL 4.5 L 1.5 R,ULS NO LL
113 | Linear Add | No | 20 |  | 0 | None | None | None | None | Eff. Horizontal Soil Pressure at Active, Ka,, WT at 1.5mBGL (L) and 4.5mBGL (R) R | UNEVEN WATER AND AIRCARFT LOAD, MIN VERT, MAX HORI,WL 4.5 L 1.5 R,ULS NO LL
113 | Linear Add | No | 21 |  | 1 | None | None | None | None | Eff. Vertical Soil Pressure, WT at 1.5mBGL (R) and 4.5mBGL (L) | UNEVEN WATER AND AIRCARFT LOAD, MIN VERT, MAX HORI,WL 4.5 L 1.5 R,ULS NO LL
113 | Linear Add | No | 22 |  | 1.35 | None | None | None | None | Eff. Horizontal Soil Pressure at Rest, K0,, WT at 1.5mBGL (R) and 4.5mBGL (L) R | UNEVEN WATER AND AIRCARFT LOAD, MIN VERT, MAX HORI,WL 4.5 L 1.5 R,ULS NO LL
113 | Linear Add | No | 23 |  | 1.35 | None | None | None | None | Eff. Horizontal Soil Pressure at Active, Ka,, WT at 1.5mBGL (R) and 4.5mBGL (L) L | UNEVEN WATER AND AIRCARFT LOAD, MIN VERT, MAX HORI,WL 4.5 L 1.5 R,ULS NO LL
113 | Linear Add | No | 31 |  | 0 | None | None | None | None | Hydrostatic Vertical Roof, WT at GL | UNEVEN WATER AND AIRCARFT LOAD, MIN VERT, MAX HORI,WL 4.5 L 1.5 R,ULS NO LL
113 | Linear Add | No | 32 |  | 0 | None | None | None | None | Hydrostatic Lateral , WT at GL L&R | UNEVEN WATER AND AIRCARFT LOAD, MIN VERT, MAX HORI,WL 4.5 L 1.5 R,ULS NO LL
113 | Linear Add | No | 33 |  | 0 | None | None | None | None | Hydrostatic Uplift Base, WT at GL | UNEVEN WATER AND AIRCARFT LOAD, MIN VERT, MAX HORI,WL 4.5 L 1.5 R,ULS NO LL
113 | Linear Add | No | 34 |  | 0 | None | None | None | None | Hydrostatic Vertical Roof, WT at FL +1.0m,Hydrostatic Lateral , WT at FL +1.0m L&R, Hydrostatic Uplift Base, WT at FL +1.0m | UNEVEN WATER AND AIRCARFT LOAD, MIN VERT, MAX HORI,WL 4.5 L 1.5 R,ULS NO LL
113 | Linear Add | No | 35 |  | 0 | None | None | None | None | 35-Hydrostatic Vertical + Uplift Pressure ; WT at 5m Below GL | UNEVEN WATER AND AIRCARFT LOAD, MIN VERT, MAX HORI,WL 4.5 L 1.5 R,ULS NO LL
113 | Linear Add | No | 36 |  | 0 | None | None | None | None | 36-Hydrostatic Lateral Pressure ( Left & Right); WT at 5m Below GL | UNEVEN WATER AND AIRCARFT LOAD, MIN VERT, MAX HORI,WL 4.5 L 1.5 R,ULS NO LL
113 | Linear Add | No | 37 |  | 0 | None | None | None | None | 37-Hydrostatic Vertical and Uplift (Roof & Base); WT at 1.5m below GL due to excavation | UNEVEN WATER AND AIRCARFT LOAD, MIN VERT, MAX HORI,WL 4.5 L 1.5 R,ULS NO LL
113 | Linear Add | No | 38 |  | 0 | None | None | None | None | 38-Hydrostatic Vertical Pressure (Roof); WT at 1.5m Below GL & 4.5m below GL (Right) | UNEVEN WATER AND AIRCARFT LOAD, MIN VERT, MAX HORI,WL 4.5 L 1.5 R,ULS NO LL
113 | Linear Add | No | 39 |  | 0 | None | None | None | None | 39-Hydrostatic Lateral Pressure(Left & Right); WT at 1.5m Below GL & 4.5m below GL (Right) | UNEVEN WATER AND AIRCARFT LOAD, MIN VERT, MAX HORI,WL 4.5 L 1.5 R,ULS NO LL
113 | Linear Add | No | 40 |  | 0 | None | None | None | None | 40-Uplift (Base); WT at 1.5m Below GL & 4.5m below GL (Right) | UNEVEN WATER AND AIRCARFT LOAD, MIN VERT, MAX HORI,WL 4.5 L 1.5 R,ULS NO LL
113 | Linear Add | No | 41 |  | 1 | None | None | None | None | 41-Hydrostatic Vertical Pressure (Roof); WT at 4.5m Below GL & 1.5m below GL (Right) | UNEVEN WATER AND AIRCARFT LOAD, MIN VERT, MAX HORI,WL 4.5 L 1.5 R,ULS NO LL
113 | Linear Add | No | 42 |  | 1.35 | None | None | None | None | 42-Hydrostatic Lateral Pressure(Left & Right); WT at 4.5m Below GL & 1.5m below GL (Right) | UNEVEN WATER AND AIRCARFT LOAD, MIN VERT, MAX HORI,WL 4.5 L 1.5 R,ULS NO LL
113 | Linear Add | No | 43 |  | 1 | None | None | None | None | 43-Uplift (Base); WT at 4.5m Below GL & 1.5m below GL (Right) | UNEVEN WATER AND AIRCARFT LOAD, MIN VERT, MAX HORI,WL 4.5 L 1.5 R,ULS NO LL
113 | Linear Add | No | 51 |  | 0 | None | None | None | None | 51-Internal Live Load | UNEVEN WATER AND AIRCARFT LOAD, MIN VERT, MAX HORI,WL 4.5 L 1.5 R,ULS NO LL
113 | Linear Add | No | 52 |  | 1.5 | None | None | None | None | 52-Surcharge (Roof) | UNEVEN WATER AND AIRCARFT LOAD, MIN VERT, MAX HORI,WL 4.5 L 1.5 R,ULS NO LL
113 | Linear Add | No | 53 |  | 0 | None | None | None | None | 53-Lateral Surcharge (Left & Right) | UNEVEN WATER AND AIRCARFT LOAD, MIN VERT, MAX HORI,WL 4.5 L 1.5 R,ULS NO LL
113 | Linear Add | No | 54.1 |  | 0 | None | None | None | None | 54-Lateral Surcharge (Left) k0 | UNEVEN WATER AND AIRCARFT LOAD, MIN VERT, MAX HORI,WL 4.5 L 1.5 R,ULS NO LL
113 | Linear Add | No | 54.2 |  | 1.5 | None | None | None | None | 54-Lateral Surcharge (Left) ka | UNEVEN WATER AND AIRCARFT LOAD, MIN VERT, MAX HORI,WL 4.5 L 1.5 R,ULS NO LL
113 | Linear Add | No | 55.1 |  | 1.5 | None | None | None | None | 55-Lateral Surcharge (Right) k0 | UNEVEN WATER AND AIRCARFT LOAD, MIN VERT, MAX HORI,WL 4.5 L 1.5 R,ULS NO LL
113 | Linear Add | No | 55.2 |  | 0 | None | None | None | None | 55-Lateral Surcharge (Right) ka | UNEVEN WATER AND AIRCARFT LOAD, MIN VERT, MAX HORI,WL 4.5 L 1.5 R,ULS NO LL
113 | Linear Add | No | 56 |  | 0 | None | None | None | None | 56-Construction Load (Roof) | UNEVEN WATER AND AIRCARFT LOAD, MIN VERT, MAX HORI,WL 4.5 L 1.5 R,ULS NO LL
113 | Linear Add | No | 57 |  | 0 | None | None | None | None | 57-Lateral Construction (Left & Right) | UNEVEN WATER AND AIRCARFT LOAD, MIN VERT, MAX HORI,WL 4.5 L 1.5 R,ULS NO LL
113 | Linear Add | No | 17.1 |  | 0 | None | None | None | None | Eff. Vertical Soil Pressure Roof, 4.5m excavation above Roof Slab | UNEVEN WATER AND AIRCARFT LOAD, MIN VERT, MAX HORI,WL 4.5 L 1.5 R,ULS NO LL
113 | Linear Add | No | 31.1 |  | 0 | None | None | None | None | Hydrostatic Vertical Roof, WT 4.5m BGL | UNEVEN WATER AND AIRCARFT LOAD, MIN VERT, MAX HORI,WL 4.5 L 1.5 R,ULS NO LL
114 | Linear Add | No | 1 |  | 1 | None | None | None | None | Self weight (Self-weight) | UNEVEN WATER AND AIRCARFT LOAD, MIN VERT, MAX HORI,WL 4.5 L 1.5 R,ULS
114 | Linear Add | No | 2 |  | 1 | None | None | None | None | Permanent Superimposed Dead Load (Self-weight) | UNEVEN WATER AND AIRCARFT LOAD, MIN VERT, MAX HORI,WL 4.5 L 1.5 R,ULS
114 | Linear Add | No | 3 |  | 1 | None | None | None | None | Pavement (Self-weight) | UNEVEN WATER AND AIRCARFT LOAD, MIN VERT, MAX HORI,WL 4.5 L 1.5 R,ULS
114 | Linear Add | No | 4 |  | 1.35 | None | None | None | None | Horizontal Soil Pressure due to Pavement self-weight at Rest K0 (Self- weight) | UNEVEN WATER AND AIRCARFT LOAD, MIN VERT, MAX HORI,WL 4.5 L 1.5 R,ULS
114 | Linear Add | No | 5 |  | 0 | None | None | None | None | Horizontal Soil Pressure due to Pavement self-weight at Active Ka (Self- weight) | UNEVEN WATER AND AIRCARFT LOAD, MIN VERT, MAX HORI,WL 4.5 L 1.5 R,ULS
114 | Linear Add | No | 11 |  | 0 | None | None | None | None | Eff. Vertical Soil Pressure, WL at GL & +1.0m & base | UNEVEN WATER AND AIRCARFT LOAD, MIN VERT, MAX HORI,WL 4.5 L 1.5 R,ULS
114 | Linear Add | No | 12 |  | 0 | None | None | None | None | Eff. Horizontal Soil Pressure at Rest, K0, WL at GL & +1.0m & base L&R | UNEVEN WATER AND AIRCARFT LOAD, MIN VERT, MAX HORI,WL 4.5 L 1.5 R,ULS
114 | Linear Add | No | 13 |  | 0 | None | None | None | None | Total Vertical Soil Pressure Roof, WT at 5.0m BGL | UNEVEN WATER AND AIRCARFT LOAD, MIN VERT, MAX HORI,WL 4.5 L 1.5 R,ULS
114 | Linear Add | No | 14 |  | 0 | None | None | None | None | Eff. Horizontal Soil Pressure at Active, Ka, WT at 5.0mBGL L&R | UNEVEN WATER AND AIRCARFT LOAD, MIN VERT, MAX HORI,WL 4.5 L 1.5 R,ULS
114 | Linear Add | No | 15 |  | 0 | None | None | None | None | Eff. Vertical Soil Pressure, WL at base | UNEVEN WATER AND AIRCARFT LOAD, MIN VERT, MAX HORI,WL 4.5 L 1.5 R,ULS
114 | Linear Add | No | 16 |  | 0 | None | None | None | None | Eff. Horizontal Soil Pressure at Rest, K0, WL at base (L&R) | UNEVEN WATER AND AIRCARFT LOAD, MIN VERT, MAX HORI,WL 4.5 L 1.5 R,ULS
114 | Linear Add | No | 17 |  | 0 | None | None | None | None | Eff. Vertical Soil Pressure Roof, 1.5m excavation above Roof Slab | UNEVEN WATER AND AIRCARFT LOAD, MIN VERT, MAX HORI,WL 4.5 L 1.5 R,ULS
114 | Linear Add | No | 18 |  | 0 | None | None | None | None | Eff. Vertical Soil Pressure, WT at 1.5mBGL (L) and 4.5mBGL (R) | UNEVEN WATER AND AIRCARFT LOAD, MIN VERT, MAX HORI,WL 4.5 L 1.5 R,ULS
114 | Linear Add | No | 19 |  | 0 | None | None | None | None | Eff. Horizontal Soil Pressure at Rest, K0, WT at 1.5mBGL (L) and 4.5mBGL (R) L | UNEVEN WATER AND AIRCARFT LOAD, MIN VERT, MAX HORI,WL 4.5 L 1.5 R,ULS
114 | Linear Add | No | 20 |  | 0 | None | None | None | None | Eff. Horizontal Soil Pressure at Active, Ka,, WT at 1.5mBGL (L) and 4.5mBGL (R) R | UNEVEN WATER AND AIRCARFT LOAD, MIN VERT, MAX HORI,WL 4.5 L 1.5 R,ULS
114 | Linear Add | No | 21 |  | 1 | None | None | None | None | Eff. Vertical Soil Pressure, WT at 1.5mBGL (R) and 4.5mBGL (L) | UNEVEN WATER AND AIRCARFT LOAD, MIN VERT, MAX HORI,WL 4.5 L 1.5 R,ULS
114 | Linear Add | No | 22 |  | 1.35 | None | None | None | None | Eff. Horizontal Soil Pressure at Rest, K0,, WT at 1.5mBGL (R) and 4.5mBGL (L) R | UNEVEN WATER AND AIRCARFT LOAD, MIN VERT, MAX HORI,WL 4.5 L 1.5 R,ULS
114 | Linear Add | No | 23 |  | 1.35 | None | None | None | None | Eff. Horizontal Soil Pressure at Active, Ka,, WT at 1.5mBGL (R) and 4.5mBGL (L) L | UNEVEN WATER AND AIRCARFT LOAD, MIN VERT, MAX HORI,WL 4.5 L 1.5 R,ULS
114 | Linear Add | No | 31 |  | 0 | None | None | None | None | Hydrostatic Vertical Roof, WT at GL | UNEVEN WATER AND AIRCARFT LOAD, MIN VERT, MAX HORI,WL 4.5 L 1.5 R,ULS
114 | Linear Add | No | 32 |  | 0 | None | None | None | None | Hydrostatic Lateral , WT at GL L&R | UNEVEN WATER AND AIRCARFT LOAD, MIN VERT, MAX HORI,WL 4.5 L 1.5 R,ULS
114 | Linear Add | No | 33 |  | 0 | None | None | None | None | Hydrostatic Uplift Base, WT at GL | UNEVEN WATER AND AIRCARFT LOAD, MIN VERT, MAX HORI,WL 4.5 L 1.5 R,ULS
114 | Linear Add | No | 34 |  | 0 | None | None | None | None | Hydrostatic Vertical Roof, WT at FL +1.0m,Hydrostatic Lateral , WT at FL +1.0m L&R, Hydrostatic Uplift Base, WT at FL +1.0m | UNEVEN WATER AND AIRCARFT LOAD, MIN VERT, MAX HORI,WL 4.5 L 1.5 R,ULS
114 | Linear Add | No | 35 |  | 0 | None | None | None | None | 35-Hydrostatic Vertical + Uplift Pressure ; WT at 5m Below GL | UNEVEN WATER AND AIRCARFT LOAD, MIN VERT, MAX HORI,WL 4.5 L 1.5 R,ULS
114 | Linear Add | No | 36 |  | 0 | None | None | None | None | 36-Hydrostatic Lateral Pressure ( Left & Right); WT at 5m Below GL | UNEVEN WATER AND AIRCARFT LOAD, MIN VERT, MAX HORI,WL 4.5 L 1.5 R,ULS
114 | Linear Add | No | 37 |  | 0 | None | None | None | None | 37-Hydrostatic Vertical and Uplift (Roof & Base); WT at 1.5m below GL due to excavation | UNEVEN WATER AND AIRCARFT LOAD, MIN VERT, MAX HORI,WL 4.5 L 1.5 R,ULS
114 | Linear Add | No | 38 |  | 0 | None | None | None | None | 38-Hydrostatic Vertical Pressure (Roof); WT at 1.5m Below GL & 4.5m below GL (Right) | UNEVEN WATER AND AIRCARFT LOAD, MIN VERT, MAX HORI,WL 4.5 L 1.5 R,ULS
114 | Linear Add | No | 39 |  | 0 | None | None | None | None | 39-Hydrostatic Lateral Pressure(Left & Right); WT at 1.5m Below GL & 4.5m below GL (Right) | UNEVEN WATER AND AIRCARFT LOAD, MIN VERT, MAX HORI,WL 4.5 L 1.5 R,ULS
114 | Linear Add | No | 40 |  | 0 | None | None | None | None | 40-Uplift (Base); WT at 1.5m Below GL & 4.5m below GL (Right) | UNEVEN WATER AND AIRCARFT LOAD, MIN VERT, MAX HORI,WL 4.5 L 1.5 R,ULS
114 | Linear Add | No | 41 |  | 1 | None | None | None | None | 41-Hydrostatic Vertical Pressure (Roof); WT at 4.5m Below GL & 1.5m below GL (Right) | UNEVEN WATER AND AIRCARFT LOAD, MIN VERT, MAX HORI,WL 4.5 L 1.5 R,ULS
114 | Linear Add | No | 42 |  | 1.35 | None | None | None | None | 42-Hydrostatic Lateral Pressure(Left & Right); WT at 4.5m Below GL & 1.5m below GL (Right) | UNEVEN WATER AND AIRCARFT LOAD, MIN VERT, MAX HORI,WL 4.5 L 1.5 R,ULS
114 | Linear Add | No | 43 |  | 1 | None | None | None | None | 43-Uplift (Base); WT at 4.5m Below GL & 1.5m below GL (Right) | UNEVEN WATER AND AIRCARFT LOAD, MIN VERT, MAX HORI,WL 4.5 L 1.5 R,ULS
114 | Linear Add | No | 51 |  | 1 | None | None | None | None | 51-Internal Live Load | UNEVEN WATER AND AIRCARFT LOAD, MIN VERT, MAX HORI,WL 4.5 L 1.5 R,ULS
114 | Linear Add | No | 52 |  | 1.5 | None | None | None | None | 52-Surcharge (Roof) | UNEVEN WATER AND AIRCARFT LOAD, MIN VERT, MAX HORI,WL 4.5 L 1.5 R,ULS
114 | Linear Add | No | 53 |  | 0 | None | None | None | None | 53-Lateral Surcharge (Left & Right) | UNEVEN WATER AND AIRCARFT LOAD, MIN VERT, MAX HORI,WL 4.5 L 1.5 R,ULS
114 | Linear Add | No | 54.1 |  | 0 | None | None | None | None | 54-Lateral Surcharge (Left) k0 | UNEVEN WATER AND AIRCARFT LOAD, MIN VERT, MAX HORI,WL 4.5 L 1.5 R,ULS
114 | Linear Add | No | 54.2 |  | 1.5 | None | None | None | None | 54-Lateral Surcharge (Left) ka | UNEVEN WATER AND AIRCARFT LOAD, MIN VERT, MAX HORI,WL 4.5 L 1.5 R,ULS
114 | Linear Add | No | 55.1 |  | 1.5 | None | None | None | None | 55-Lateral Surcharge (Right) k0 | UNEVEN WATER AND AIRCARFT LOAD, MIN VERT, MAX HORI,WL 4.5 L 1.5 R,ULS
114 | Linear Add | No | 55.2 |  | 0 | None | None | None | None | 55-Lateral Surcharge (Right) ka | UNEVEN WATER AND AIRCARFT LOAD, MIN VERT, MAX HORI,WL 4.5 L 1.5 R,ULS
114 | Linear Add | No | 56 |  | 0 | None | None | None | None | 56-Construction Load (Roof) | UNEVEN WATER AND AIRCARFT LOAD, MIN VERT, MAX HORI,WL 4.5 L 1.5 R,ULS
114 | Linear Add | No | 57 |  | 0 | None | None | None | None | 57-Lateral Construction (Left & Right) | UNEVEN WATER AND AIRCARFT LOAD, MIN VERT, MAX HORI,WL 4.5 L 1.5 R,ULS
114 | Linear Add | No | 17.1 |  | 0 | None | None | None | None | Eff. Vertical Soil Pressure Roof, 4.5m excavation above Roof Slab | UNEVEN WATER AND AIRCARFT LOAD, MIN VERT, MAX HORI,WL 4.5 L 1.5 R,ULS
114 | Linear Add | No | 31.1 |  | 0 | None | None | None | None | Hydrostatic Vertical Roof, WT 4.5m BGL | UNEVEN WATER AND AIRCARFT LOAD, MIN VERT, MAX HORI,WL 4.5 L 1.5 R,ULS
201 | Linear Add | No | 1 |  | 1 | None | None | None | None | Self weight (Self-weight) | MAX VERT, MAX HORI,WL GL,SLS
201 | Linear Add | No | 2 |  | 1 | None | None | None | None | Permanent Superimposed Dead Load (Self-weight) | MAX VERT, MAX HORI,WL GL,SLS
201 | Linear Add | No | 3 |  | 1 | None | None | None | None | Pavement (Self-weight) | MAX VERT, MAX HORI,WL GL,SLS
201 | Linear Add | No | 4 |  | 1 | None | None | None | None | Horizontal Soil Pressure due to Pavement self-weight at Rest K0 (Self- weight) | MAX VERT, MAX HORI,WL GL,SLS
201 | Linear Add | No | 5 |  | 0 | None | None | None | None | Horizontal Soil Pressure due to Pavement self-weight at Active Ka (Self- weight) | MAX VERT, MAX HORI,WL GL,SLS
201 | Linear Add | No | 11 |  | 1 | None | None | None | None | Eff. Vertical Soil Pressure, WL at GL & +1.0m & base | MAX VERT, MAX HORI,WL GL,SLS
201 | Linear Add | No | 12 |  | 1 | None | None | None | None | Eff. Horizontal Soil Pressure at Rest, K0, WL at GL & +1.0m & base L&R | MAX VERT, MAX HORI,WL GL,SLS
201 | Linear Add | No | 13 |  | 0 | None | None | None | None | Total Vertical Soil Pressure Roof, WT at 5.0m BGL | MAX VERT, MAX HORI,WL GL,SLS
201 | Linear Add | No | 14 |  | 0 | None | None | None | None | Eff. Horizontal Soil Pressure at Active, Ka, WT at 5.0mBGL L&R | MAX VERT, MAX HORI,WL GL,SLS
201 | Linear Add | No | 15 |  | 0 | None | None | None | None | Eff. Vertical Soil Pressure, WL at base | MAX VERT, MAX HORI,WL GL,SLS
201 | Linear Add | No | 16 |  | 0 | None | None | None | None | Eff. Horizontal Soil Pressure at Rest, K0, WL at base (L&R) | MAX VERT, MAX HORI,WL GL,SLS
201 | Linear Add | No | 17 |  | 0 | None | None | None | None | Eff. Vertical Soil Pressure Roof, 1.5m excavation above Roof Slab | MAX VERT, MAX HORI,WL GL,SLS
201 | Linear Add | No | 18 |  | 0 | None | None | None | None | Eff. Vertical Soil Pressure, WT at 1.5mBGL (L) and 4.5mBGL (R) | MAX VERT, MAX HORI,WL GL,SLS
201 | Linear Add | No | 19 |  | 0 | None | None | None | None | Eff. Horizontal Soil Pressure at Rest, K0, WT at 1.5mBGL (L) and 4.5mBGL (R) L | MAX VERT, MAX HORI,WL GL,SLS
201 | Linear Add | No | 20 |  | 0 | None | None | None | None | Eff. Horizontal Soil Pressure at Active, Ka,, WT at 1.5mBGL (L) and 4.5mBGL (R) R | MAX VERT, MAX HORI,WL GL,SLS
201 | Linear Add | No | 21 |  | 0 | None | None | None | None | Eff. Vertical Soil Pressure, WT at 1.5mBGL (R) and 4.5mBGL (L) | MAX VERT, MAX HORI,WL GL,SLS
201 | Linear Add | No | 22 |  | 0 | None | None | None | None | Eff. Horizontal Soil Pressure at Rest, K0,, WT at 1.5mBGL (R) and 4.5mBGL (L) R | MAX VERT, MAX HORI,WL GL,SLS
201 | Linear Add | No | 23 |  | 0 | None | None | None | None | Eff. Horizontal Soil Pressure at Active, Ka,, WT at 1.5mBGL (R) and 4.5mBGL (L) L | MAX VERT, MAX HORI,WL GL,SLS
201 | Linear Add | No | 31 |  | 1 | None | None | None | None | Hydrostatic Vertical Roof, WT at GL | MAX VERT, MAX HORI,WL GL,SLS
201 | Linear Add | No | 32 |  | 1 | None | None | None | None | Hydrostatic Lateral , WT at GL L&R | MAX VERT, MAX HORI,WL GL,SLS
201 | Linear Add | No | 33 |  | 1 | None | None | None | None | Hydrostatic Uplift Base, WT at GL | MAX VERT, MAX HORI,WL GL,SLS
201 | Linear Add | No | 34 |  | 0 | None | None | None | None | Hydrostatic Vertical Roof, WT at FL +1.0m,Hydrostatic Lateral , WT at FL +1.0m L&R, Hydrostatic Uplift Base, WT at FL +1.0m | MAX VERT, MAX HORI,WL GL,SLS
201 | Linear Add | No | 35 |  | 0 | None | None | None | None | 35-Hydrostatic Vertical + Uplift Pressure ; WT at 5m Below GL | MAX VERT, MAX HORI,WL GL,SLS
201 | Linear Add | No | 36 |  | 0 | None | None | None | None | 36-Hydrostatic Lateral Pressure ( Left & Right); WT at 5m Below GL | MAX VERT, MAX HORI,WL GL,SLS
201 | Linear Add | No | 37 |  | 0 | None | None | None | None | 37-Hydrostatic Vertical and Uplift (Roof & Base); WT at 1.5m below GL due to excavation | MAX VERT, MAX HORI,WL GL,SLS
201 | Linear Add | No | 38 |  | 0 | None | None | None | None | 38-Hydrostatic Vertical Pressure (Roof); WT at 1.5m Below GL & 4.5m below GL (Right) | MAX VERT, MAX HORI,WL GL,SLS
201 | Linear Add | No | 39 |  | 0 | None | None | None | None | 39-Hydrostatic Lateral Pressure(Left & Right); WT at 1.5m Below GL & 4.5m below GL (Right) | MAX VERT, MAX HORI,WL GL,SLS
201 | Linear Add | No | 40 |  | 0 | None | None | None | None | 40-Uplift (Base); WT at 1.5m Below GL & 4.5m below GL (Right) | MAX VERT, MAX HORI,WL GL,SLS
201 | Linear Add | No | 41 |  | 0 | None | None | None | None | 41-Hydrostatic Vertical Pressure (Roof); WT at 4.5m Below GL & 1.5m below GL (Right) | MAX VERT, MAX HORI,WL GL,SLS
201 | Linear Add | No | 42 |  | 0 | None | None | None | None | 42-Hydrostatic Lateral Pressure(Left & Right); WT at 4.5m Below GL & 1.5m below GL (Right) | MAX VERT, MAX HORI,WL GL,SLS
201 | Linear Add | No | 43 |  | 0 | None | None | None | None | 43-Uplift (Base); WT at 4.5m Below GL & 1.5m below GL (Right) | MAX VERT, MAX HORI,WL GL,SLS
201 | Linear Add | No | 51 |  | 1 | None | None | None | None | 51-Internal Live Load | MAX VERT, MAX HORI,WL GL,SLS
201 | Linear Add | No | 52 |  | 1 | None | None | None | None | 52-Surcharge (Roof) | MAX VERT, MAX HORI,WL GL,SLS
201 | Linear Add | No | 53 |  | 1 | None | None | None | None | 53-Lateral Surcharge (Left & Right) | MAX VERT, MAX HORI,WL GL,SLS
201 | Linear Add | No | 54.1 |  | 0 | None | None | None | None | 54-Lateral Surcharge (Left) k0 | MAX VERT, MAX HORI,WL GL,SLS
201 | Linear Add | No | 54.2 |  | 0 | None | None | None | None | 54-Lateral Surcharge (Left) ka | MAX VERT, MAX HORI,WL GL,SLS
201 | Linear Add | No | 55.1 |  | 0 | None | None | None | None | 55-Lateral Surcharge (Right) k0 | MAX VERT, MAX HORI,WL GL,SLS
201 | Linear Add | No | 55.2 |  | 0 | None | None | None | None | 55-Lateral Surcharge (Right) ka | MAX VERT, MAX HORI,WL GL,SLS
201 | Linear Add | No | 56 |  | 0 | None | None | None | None | 56-Construction Load (Roof) | MAX VERT, MAX HORI,WL GL,SLS
201 | Linear Add | No | 57 |  | 0 | None | None | None | None | 57-Lateral Construction (Left & Right) | MAX VERT, MAX HORI,WL GL,SLS
201 | Linear Add | No | 17.1 |  | 0 | None | None | None | None | Eff. Vertical Soil Pressure Roof, 4.5m excavation above Roof Slab | MAX VERT, MAX HORI,WL GL,SLS
201 | Linear Add | No | 31.1 |  | 0 | None | None | None | None | Hydrostatic Vertical Roof, WT 4.5m BGL | MAX VERT, MAX HORI,WL GL,SLS
202 | Linear Add | No | 1 |  | 1 | None | None | None | None | Self weight (Self-weight) | MAX VERT, MAX HORI,WL FL,SLS
202 | Linear Add | No | 2 |  | 1 | None | None | None | None | Permanent Superimposed Dead Load (Self-weight) | MAX VERT, MAX HORI,WL FL,SLS
202 | Linear Add | No | 3 |  | 1 | None | None | None | None | Pavement (Self-weight) | MAX VERT, MAX HORI,WL FL,SLS
202 | Linear Add | No | 4 |  | 1 | None | None | None | None | Horizontal Soil Pressure due to Pavement self-weight at Rest K0 (Self- weight) | MAX VERT, MAX HORI,WL FL,SLS
202 | Linear Add | No | 5 |  | 0 | None | None | None | None | Horizontal Soil Pressure due to Pavement self-weight at Active Ka (Self- weight) | MAX VERT, MAX HORI,WL FL,SLS
202 | Linear Add | No | 11 |  | 1 | None | None | None | None | Eff. Vertical Soil Pressure, WL at GL & +1.0m & base | MAX VERT, MAX HORI,WL FL,SLS
202 | Linear Add | No | 12 |  | 1 | None | None | None | None | Eff. Horizontal Soil Pressure at Rest, K0, WL at GL & +1.0m & base L&R | MAX VERT, MAX HORI,WL FL,SLS
202 | Linear Add | No | 13 |  | 0 | None | None | None | None | Total Vertical Soil Pressure Roof, WT at 5.0m BGL | MAX VERT, MAX HORI,WL FL,SLS
202 | Linear Add | No | 14 |  | 0 | None | None | None | None | Eff. Horizontal Soil Pressure at Active, Ka, WT at 5.0mBGL L&R | MAX VERT, MAX HORI,WL FL,SLS
202 | Linear Add | No | 15 |  | 0 | None | None | None | None | Eff. Vertical Soil Pressure, WL at base | MAX VERT, MAX HORI,WL FL,SLS
202 | Linear Add | No | 16 |  | 0 | None | None | None | None | Eff. Horizontal Soil Pressure at Rest, K0, WL at base (L&R) | MAX VERT, MAX HORI,WL FL,SLS
202 | Linear Add | No | 17 |  | 0 | None | None | None | None | Eff. Vertical Soil Pressure Roof, 1.5m excavation above Roof Slab | MAX VERT, MAX HORI,WL FL,SLS
202 | Linear Add | No | 18 |  | 0 | None | None | None | None | Eff. Vertical Soil Pressure, WT at 1.5mBGL (L) and 4.5mBGL (R) | MAX VERT, MAX HORI,WL FL,SLS
202 | Linear Add | No | 19 |  | 0 | None | None | None | None | Eff. Horizontal Soil Pressure at Rest, K0, WT at 1.5mBGL (L) and 4.5mBGL (R) L | MAX VERT, MAX HORI,WL FL,SLS
202 | Linear Add | No | 20 |  | 0 | None | None | None | None | Eff. Horizontal Soil Pressure at Active, Ka,, WT at 1.5mBGL (L) and 4.5mBGL (R) R | MAX VERT, MAX HORI,WL FL,SLS
202 | Linear Add | No | 21 |  | 0 | None | None | None | None | Eff. Vertical Soil Pressure, WT at 1.5mBGL (R) and 4.5mBGL (L) | MAX VERT, MAX HORI,WL FL,SLS
202 | Linear Add | No | 22 |  | 0 | None | None | None | None | Eff. Horizontal Soil Pressure at Rest, K0,, WT at 1.5mBGL (R) and 4.5mBGL (L) R | MAX VERT, MAX HORI,WL FL,SLS
202 | Linear Add | No | 23 |  | 0 | None | None | None | None | Eff. Horizontal Soil Pressure at Active, Ka,, WT at 1.5mBGL (R) and 4.5mBGL (L) L | MAX VERT, MAX HORI,WL FL,SLS
202 | Linear Add | No | 31 |  | 0 | None | None | None | None | Hydrostatic Vertical Roof, WT at GL | MAX VERT, MAX HORI,WL FL,SLS
202 | Linear Add | No | 32 |  | 0 | None | None | None | None | Hydrostatic Lateral , WT at GL L&R | MAX VERT, MAX HORI,WL FL,SLS
202 | Linear Add | No | 33 |  | 0 | None | None | None | None | Hydrostatic Uplift Base, WT at GL | MAX VERT, MAX HORI,WL FL,SLS
202 | Linear Add | No | 34 |  | 1 | None | None | None | None | Hydrostatic Vertical Roof, WT at FL +1.0m,Hydrostatic Lateral , WT at FL +1.0m L&R, Hydrostatic Uplift Base, WT at FL +1.0m | MAX VERT, MAX HORI,WL FL,SLS
202 | Linear Add | No | 35 |  | 0 | None | None | None | None | 35-Hydrostatic Vertical + Uplift Pressure ; WT at 5m Below GL | MAX VERT, MAX HORI,WL FL,SLS
202 | Linear Add | No | 36 |  | 0 | None | None | None | None | 36-Hydrostatic Lateral Pressure ( Left & Right); WT at 5m Below GL | MAX VERT, MAX HORI,WL FL,SLS
202 | Linear Add | No | 37 |  | 0 | None | None | None | None | 37-Hydrostatic Vertical and Uplift (Roof & Base); WT at 1.5m below GL due to excavation | MAX VERT, MAX HORI,WL FL,SLS
202 | Linear Add | No | 38 |  | 0 | None | None | None | None | 38-Hydrostatic Vertical Pressure (Roof); WT at 1.5m Below GL & 4.5m below GL (Right) | MAX VERT, MAX HORI,WL FL,SLS
202 | Linear Add | No | 39 |  | 0 | None | None | None | None | 39-Hydrostatic Lateral Pressure(Left & Right); WT at 1.5m Below GL & 4.5m below GL (Right) | MAX VERT, MAX HORI,WL FL,SLS
202 | Linear Add | No | 40 |  | 0 | None | None | None | None | 40-Uplift (Base); WT at 1.5m Below GL & 4.5m below GL (Right) | MAX VERT, MAX HORI,WL FL,SLS
202 | Linear Add | No | 41 |  | 0 | None | None | None | None | 41-Hydrostatic Vertical Pressure (Roof); WT at 4.5m Below GL & 1.5m below GL (Right) | MAX VERT, MAX HORI,WL FL,SLS
202 | Linear Add | No | 42 |  | 0 | None | None | None | None | 42-Hydrostatic Lateral Pressure(Left & Right); WT at 4.5m Below GL & 1.5m below GL (Right) | MAX VERT, MAX HORI,WL FL,SLS
202 | Linear Add | No | 43 |  | 0 | None | None | None | None | 43-Uplift (Base); WT at 4.5m Below GL & 1.5m below GL (Right) | MAX VERT, MAX HORI,WL FL,SLS
202 | Linear Add | No | 51 |  | 1 | None | None | None | None | 51-Internal Live Load | MAX VERT, MAX HORI,WL FL,SLS
202 | Linear Add | No | 52 |  | 0 | None | None | None | None | 52-Surcharge (Roof) | MAX VERT, MAX HORI,WL FL,SLS
202 | Linear Add | No | 53 |  | 0 | None | None | None | None | 53-Lateral Surcharge (Left & Right) | MAX VERT, MAX HORI,WL FL,SLS
202 | Linear Add | No | 54.1 |  | 0 | None | None | None | None | 54-Lateral Surcharge (Left) k0 | MAX VERT, MAX HORI,WL FL,SLS
202 | Linear Add | No | 54.2 |  | 0 | None | None | None | None | 54-Lateral Surcharge (Left) ka | MAX VERT, MAX HORI,WL FL,SLS
202 | Linear Add | No | 55.1 |  | 0 | None | None | None | None | 55-Lateral Surcharge (Right) k0 | MAX VERT, MAX HORI,WL FL,SLS
202 | Linear Add | No | 55.2 |  | 0 | None | None | None | None | 55-Lateral Surcharge (Right) ka | MAX VERT, MAX HORI,WL FL,SLS
202 | Linear Add | No | 56 |  | 0 | None | None | None | None | 56-Construction Load (Roof) | MAX VERT, MAX HORI,WL FL,SLS
202 | Linear Add | No | 57 |  | 0 | None | None | None | None | 57-Lateral Construction (Left & Right) | MAX VERT, MAX HORI,WL FL,SLS
202 | Linear Add | No | 17.1 |  | 0 | None | None | None | None | Eff. Vertical Soil Pressure Roof, 4.5m excavation above Roof Slab | MAX VERT, MAX HORI,WL FL,SLS
202 | Linear Add | No | 31.1 |  | 0 | None | None | None | None | Hydrostatic Vertical Roof, WT 4.5m BGL | MAX VERT, MAX HORI,WL FL,SLS
203 | Linear Add | No | 1 |  | 1 | None | None | None | None | Self weight (Self-weight) | MAX VERT, MAX HORI,WL BASE END CONSTR,SLS NO LL
203 | Linear Add | No | 2 |  | 1 | None | None | None | None | Permanent Superimposed Dead Load (Self-weight) | MAX VERT, MAX HORI,WL BASE END CONSTR,SLS NO LL
203 | Linear Add | No | 3 |  | 1 | None | None | None | None | Pavement (Self-weight) | MAX VERT, MAX HORI,WL BASE END CONSTR,SLS NO LL
203 | Linear Add | No | 4 |  | 1 | None | None | None | None | Horizontal Soil Pressure due to Pavement self-weight at Rest K0 (Self- weight) | MAX VERT, MAX HORI,WL BASE END CONSTR,SLS NO LL
203 | Linear Add | No | 5 |  | 0 | None | None | None | None | Horizontal Soil Pressure due to Pavement self-weight at Active Ka (Self- weight) | MAX VERT, MAX HORI,WL BASE END CONSTR,SLS NO LL
203 | Linear Add | No | 11 |  | 0 | None | None | None | None | Eff. Vertical Soil Pressure, WL at GL & +1.0m & base | MAX VERT, MAX HORI,WL BASE END CONSTR,SLS NO LL
203 | Linear Add | No | 12 |  | 0 | None | None | None | None | Eff. Horizontal Soil Pressure at Rest, K0, WL at GL & +1.0m & base L&R | MAX VERT, MAX HORI,WL BASE END CONSTR,SLS NO LL
203 | Linear Add | No | 13 |  | 0 | None | None | None | None | Total Vertical Soil Pressure Roof, WT at 5.0m BGL | MAX VERT, MAX HORI,WL BASE END CONSTR,SLS NO LL
203 | Linear Add | No | 14 |  | 0 | None | None | None | None | Eff. Horizontal Soil Pressure at Active, Ka, WT at 5.0mBGL L&R | MAX VERT, MAX HORI,WL BASE END CONSTR,SLS NO LL
203 | Linear Add | No | 15 |  | 1 | None | None | None | None | Eff. Vertical Soil Pressure, WL at base | MAX VERT, MAX HORI,WL BASE END CONSTR,SLS NO LL
203 | Linear Add | No | 16 |  | 1 | None | None | None | None | Eff. Horizontal Soil Pressure at Rest, K0, WL at base (L&R) | MAX VERT, MAX HORI,WL BASE END CONSTR,SLS NO LL
203 | Linear Add | No | 17 |  | 0 | None | None | None | None | Eff. Vertical Soil Pressure Roof, 1.5m excavation above Roof Slab | MAX VERT, MAX HORI,WL BASE END CONSTR,SLS NO LL
203 | Linear Add | No | 18 |  | 0 | None | None | None | None | Eff. Vertical Soil Pressure, WT at 1.5mBGL (L) and 4.5mBGL (R) | MAX VERT, MAX HORI,WL BASE END CONSTR,SLS NO LL
203 | Linear Add | No | 19 |  | 0 | None | None | None | None | Eff. Horizontal Soil Pressure at Rest, K0, WT at 1.5mBGL (L) and 4.5mBGL (R) L | MAX VERT, MAX HORI,WL BASE END CONSTR,SLS NO LL
203 | Linear Add | No | 20 |  | 0 | None | None | None | None | Eff. Horizontal Soil Pressure at Active, Ka,, WT at 1.5mBGL (L) and 4.5mBGL (R) R | MAX VERT, MAX HORI,WL BASE END CONSTR,SLS NO LL
203 | Linear Add | No | 21 |  | 0 | None | None | None | None | Eff. Vertical Soil Pressure, WT at 1.5mBGL (R) and 4.5mBGL (L) | MAX VERT, MAX HORI,WL BASE END CONSTR,SLS NO LL
203 | Linear Add | No | 22 |  | 0 | None | None | None | None | Eff. Horizontal Soil Pressure at Rest, K0,, WT at 1.5mBGL (R) and 4.5mBGL (L) R | MAX VERT, MAX HORI,WL BASE END CONSTR,SLS NO LL
203 | Linear Add | No | 23 |  | 0 | None | None | None | None | Eff. Horizontal Soil Pressure at Active, Ka,, WT at 1.5mBGL (R) and 4.5mBGL (L) L | MAX VERT, MAX HORI,WL BASE END CONSTR,SLS NO LL
203 | Linear Add | No | 31 |  | 0 | None | None | None | None | Hydrostatic Vertical Roof, WT at GL | MAX VERT, MAX HORI,WL BASE END CONSTR,SLS NO LL
203 | Linear Add | No | 32 |  | 0 | None | None | None | None | Hydrostatic Lateral , WT at GL L&R | MAX VERT, MAX HORI,WL BASE END CONSTR,SLS NO LL
203 | Linear Add | No | 33 |  | 0 | None | None | None | None | Hydrostatic Uplift Base, WT at GL | MAX VERT, MAX HORI,WL BASE END CONSTR,SLS NO LL
203 | Linear Add | No | 34 |  | 0 | None | None | None | None | Hydrostatic Vertical Roof, WT at FL +1.0m,Hydrostatic Lateral , WT at FL +1.0m L&R, Hydrostatic Uplift Base, WT at FL +1.0m | MAX VERT, MAX HORI,WL BASE END CONSTR,SLS NO LL
203 | Linear Add | No | 35 |  | 0 | None | None | None | None | 35-Hydrostatic Vertical + Uplift Pressure ; WT at 5m Below GL | MAX VERT, MAX HORI,WL BASE END CONSTR,SLS NO LL
203 | Linear Add | No | 36 |  | 0 | None | None | None | None | 36-Hydrostatic Lateral Pressure ( Left & Right); WT at 5m Below GL | MAX VERT, MAX HORI,WL BASE END CONSTR,SLS NO LL
203 | Linear Add | No | 37 |  | 0 | None | None | None | None | 37-Hydrostatic Vertical and Uplift (Roof & Base); WT at 1.5m below GL due to excavation | MAX VERT, MAX HORI,WL BASE END CONSTR,SLS NO LL
203 | Linear Add | No | 38 |  | 0 | None | None | None | None | 38-Hydrostatic Vertical Pressure (Roof); WT at 1.5m Below GL & 4.5m below GL (Right) | MAX VERT, MAX HORI,WL BASE END CONSTR,SLS NO LL
203 | Linear Add | No | 39 |  | 0 | None | None | None | None | 39-Hydrostatic Lateral Pressure(Left & Right); WT at 1.5m Below GL & 4.5m below GL (Right) | MAX VERT, MAX HORI,WL BASE END CONSTR,SLS NO LL
203 | Linear Add | No | 40 |  | 0 | None | None | None | None | 40-Uplift (Base); WT at 1.5m Below GL & 4.5m below GL (Right) | MAX VERT, MAX HORI,WL BASE END CONSTR,SLS NO LL
203 | Linear Add | No | 41 |  | 0 | None | None | None | None | 41-Hydrostatic Vertical Pressure (Roof); WT at 4.5m Below GL & 1.5m below GL (Right) | MAX VERT, MAX HORI,WL BASE END CONSTR,SLS NO LL
203 | Linear Add | No | 42 |  | 0 | None | None | None | None | 42-Hydrostatic Lateral Pressure(Left & Right); WT at 4.5m Below GL & 1.5m below GL (Right) | MAX VERT, MAX HORI,WL BASE END CONSTR,SLS NO LL
203 | Linear Add | No | 43 |  | 0 | None | None | None | None | 43-Uplift (Base); WT at 4.5m Below GL & 1.5m below GL (Right) | MAX VERT, MAX HORI,WL BASE END CONSTR,SLS NO LL
203 | Linear Add | No | 51 |  | 0 | None | None | None | None | 51-Internal Live Load | MAX VERT, MAX HORI,WL BASE END CONSTR,SLS NO LL
203 | Linear Add | No | 52 |  | 0 | None | None | None | None | 52-Surcharge (Roof) | MAX VERT, MAX HORI,WL BASE END CONSTR,SLS NO LL
203 | Linear Add | No | 53 |  | 0 | None | None | None | None | 53-Lateral Surcharge (Left & Right) | MAX VERT, MAX HORI,WL BASE END CONSTR,SLS NO LL
203 | Linear Add | No | 54.1 |  | 0 | None | None | None | None | 54-Lateral Surcharge (Left) k0 | MAX VERT, MAX HORI,WL BASE END CONSTR,SLS NO LL
203 | Linear Add | No | 54.2 |  | 0 | None | None | None | None | 54-Lateral Surcharge (Left) ka | MAX VERT, MAX HORI,WL BASE END CONSTR,SLS NO LL
203 | Linear Add | No | 55.1 |  | 0 | None | None | None | None | 55-Lateral Surcharge (Right) k0 | MAX VERT, MAX HORI,WL BASE END CONSTR,SLS NO LL
203 | Linear Add | No | 55.2 |  | 0 | None | None | None | None | 55-Lateral Surcharge (Right) ka | MAX VERT, MAX HORI,WL BASE END CONSTR,SLS NO LL
203 | Linear Add | No | 56 |  | 1 | None | None | None | None | 56-Construction Load (Roof) | MAX VERT, MAX HORI,WL BASE END CONSTR,SLS NO LL
203 | Linear Add | No | 57 |  | 1 | None | None | None | None | 57-Lateral Construction (Left & Right) | MAX VERT, MAX HORI,WL BASE END CONSTR,SLS NO LL
203 | Linear Add | No | 17.1 |  | 0 | None | None | None | None | Eff. Vertical Soil Pressure Roof, 4.5m excavation above Roof Slab | MAX VERT, MAX HORI,WL BASE END CONSTR,SLS NO LL
203 | Linear Add | No | 31.1 |  | 0 | None | None | None | None | Hydrostatic Vertical Roof, WT 4.5m BGL | MAX VERT, MAX HORI,WL BASE END CONSTR,SLS NO LL
204 | Linear Add | No | 1 |  | 1 | None | None | None | None | Self weight (Self-weight) | MAX VERT, MIN HORI,WL -5,SLS
204 | Linear Add | No | 2 |  | 1 | None | None | None | None | Permanent Superimposed Dead Load (Self-weight) | MAX VERT, MIN HORI,WL -5,SLS
204 | Linear Add | No | 3 |  | 1 | None | None | None | None | Pavement (Self-weight) | MAX VERT, MIN HORI,WL -5,SLS
204 | Linear Add | No | 4 |  | 0 | None | None | None | None | Horizontal Soil Pressure due to Pavement self-weight at Rest K0 (Self- weight) | MAX VERT, MIN HORI,WL -5,SLS
204 | Linear Add | No | 5 |  | 1 | None | None | None | None | Horizontal Soil Pressure due to Pavement self-weight at Active Ka (Self- weight) | MAX VERT, MIN HORI,WL -5,SLS
204 | Linear Add | No | 11 |  | 0 | None | None | None | None | Eff. Vertical Soil Pressure, WL at GL & +1.0m & base | MAX VERT, MIN HORI,WL -5,SLS
204 | Linear Add | No | 12 |  | 0 | None | None | None | None | Eff. Horizontal Soil Pressure at Rest, K0, WL at GL & +1.0m & base L&R | MAX VERT, MIN HORI,WL -5,SLS
204 | Linear Add | No | 13 |  | 1 | None | None | None | None | Total Vertical Soil Pressure Roof, WT at 5.0m BGL | MAX VERT, MIN HORI,WL -5,SLS
204 | Linear Add | No | 14 |  | 1 | None | None | None | None | Eff. Horizontal Soil Pressure at Active, Ka, WT at 5.0mBGL L&R | MAX VERT, MIN HORI,WL -5,SLS
204 | Linear Add | No | 15 |  | 0 | None | None | None | None | Eff. Vertical Soil Pressure, WL at base | MAX VERT, MIN HORI,WL -5,SLS
204 | Linear Add | No | 16 |  | 0 | None | None | None | None | Eff. Horizontal Soil Pressure at Rest, K0, WL at base (L&R) | MAX VERT, MIN HORI,WL -5,SLS
204 | Linear Add | No | 17 |  | 0 | None | None | None | None | Eff. Vertical Soil Pressure Roof, 1.5m excavation above Roof Slab | MAX VERT, MIN HORI,WL -5,SLS
204 | Linear Add | No | 18 |  | 0 | None | None | None | None | Eff. Vertical Soil Pressure, WT at 1.5mBGL (L) and 4.5mBGL (R) | MAX VERT, MIN HORI,WL -5,SLS
204 | Linear Add | No | 19 |  | 0 | None | None | None | None | Eff. Horizontal Soil Pressure at Rest, K0, WT at 1.5mBGL (L) and 4.5mBGL (R) L | MAX VERT, MIN HORI,WL -5,SLS
204 | Linear Add | No | 20 |  | 0 | None | None | None | None | Eff. Horizontal Soil Pressure at Active, Ka,, WT at 1.5mBGL (L) and 4.5mBGL (R) R | MAX VERT, MIN HORI,WL -5,SLS
204 | Linear Add | No | 21 |  | 0 | None | None | None | None | Eff. Vertical Soil Pressure, WT at 1.5mBGL (R) and 4.5mBGL (L) | MAX VERT, MIN HORI,WL -5,SLS
204 | Linear Add | No | 22 |  | 0 | None | None | None | None | Eff. Horizontal Soil Pressure at Rest, K0,, WT at 1.5mBGL (R) and 4.5mBGL (L) R | MAX VERT, MIN HORI,WL -5,SLS
204 | Linear Add | No | 23 |  | 0 | None | None | None | None | Eff. Horizontal Soil Pressure at Active, Ka,, WT at 1.5mBGL (R) and 4.5mBGL (L) L | MAX VERT, MIN HORI,WL -5,SLS
204 | Linear Add | No | 31 |  | 0 | None | None | None | None | Hydrostatic Vertical Roof, WT at GL | MAX VERT, MIN HORI,WL -5,SLS
204 | Linear Add | No | 32 |  | 0 | None | None | None | None | Hydrostatic Lateral , WT at GL L&R | MAX VERT, MIN HORI,WL -5,SLS
204 | Linear Add | No | 33 |  | 0 | None | None | None | None | Hydrostatic Uplift Base, WT at GL | MAX VERT, MIN HORI,WL -5,SLS
204 | Linear Add | No | 34 |  | 0 | None | None | None | None | Hydrostatic Vertical Roof, WT at FL +1.0m,Hydrostatic Lateral , WT at FL +1.0m L&R, Hydrostatic Uplift Base, WT at FL +1.0m | MAX VERT, MIN HORI,WL -5,SLS
204 | Linear Add | No | 35 |  | 1 | None | None | None | None | 35-Hydrostatic Vertical + Uplift Pressure ; WT at 5m Below GL | MAX VERT, MIN HORI,WL -5,SLS
204 | Linear Add | No | 36 |  | 1 | None | None | None | None | 36-Hydrostatic Lateral Pressure ( Left & Right); WT at 5m Below GL | MAX VERT, MIN HORI,WL -5,SLS
204 | Linear Add | No | 37 |  | 0 | None | None | None | None | 37-Hydrostatic Vertical and Uplift (Roof & Base); WT at 1.5m below GL due to excavation | MAX VERT, MIN HORI,WL -5,SLS
204 | Linear Add | No | 38 |  | 0 | None | None | None | None | 38-Hydrostatic Vertical Pressure (Roof); WT at 1.5m Below GL & 4.5m below GL (Right) | MAX VERT, MIN HORI,WL -5,SLS
204 | Linear Add | No | 39 |  | 0 | None | None | None | None | 39-Hydrostatic Lateral Pressure(Left & Right); WT at 1.5m Below GL & 4.5m below GL (Right) | MAX VERT, MIN HORI,WL -5,SLS
204 | Linear Add | No | 40 |  | 0 | None | None | None | None | 40-Uplift (Base); WT at 1.5m Below GL & 4.5m below GL (Right) | MAX VERT, MIN HORI,WL -5,SLS
204 | Linear Add | No | 41 |  | 0 | None | None | None | None | 41-Hydrostatic Vertical Pressure (Roof); WT at 4.5m Below GL & 1.5m below GL (Right) | MAX VERT, MIN HORI,WL -5,SLS
204 | Linear Add | No | 42 |  | 0 | None | None | None | None | 42-Hydrostatic Lateral Pressure(Left & Right); WT at 4.5m Below GL & 1.5m below GL (Right) | MAX VERT, MIN HORI,WL -5,SLS
204 | Linear Add | No | 43 |  | 0 | None | None | None | None | 43-Uplift (Base); WT at 4.5m Below GL & 1.5m below GL (Right) | MAX VERT, MIN HORI,WL -5,SLS
204 | Linear Add | No | 51 |  | 1 | None | None | None | None | 51-Internal Live Load | MAX VERT, MIN HORI,WL -5,SLS
204 | Linear Add | No | 52 |  | 1 | None | None | None | None | 52-Surcharge (Roof) | MAX VERT, MIN HORI,WL -5,SLS
204 | Linear Add | No | 53 |  | 0 | None | None | None | None | 53-Lateral Surcharge (Left & Right) | MAX VERT, MIN HORI,WL -5,SLS
204 | Linear Add | No | 54.1 |  | 0 | None | None | None | None | 54-Lateral Surcharge (Left) k0 | MAX VERT, MIN HORI,WL -5,SLS
204 | Linear Add | No | 54.2 |  | 0 | None | None | None | None | 54-Lateral Surcharge (Left) ka | MAX VERT, MIN HORI,WL -5,SLS
204 | Linear Add | No | 55.1 |  | 0 | None | None | None | None | 55-Lateral Surcharge (Right) k0 | MAX VERT, MIN HORI,WL -5,SLS
204 | Linear Add | No | 55.2 |  | 0 | None | None | None | None | 55-Lateral Surcharge (Right) ka | MAX VERT, MIN HORI,WL -5,SLS
204 | Linear Add | No | 56 |  | 0 | None | None | None | None | 56-Construction Load (Roof) | MAX VERT, MIN HORI,WL -5,SLS
204 | Linear Add | No | 57 |  | 0 | None | None | None | None | 57-Lateral Construction (Left & Right) | MAX VERT, MIN HORI,WL -5,SLS
204 | Linear Add | No | 17.1 |  | 0 | None | None | None | None | Eff. Vertical Soil Pressure Roof, 4.5m excavation above Roof Slab | MAX VERT, MIN HORI,WL -5,SLS
204 | Linear Add | No | 31.1 |  | 0 | None | None | None | None | Hydrostatic Vertical Roof, WT 4.5m BGL | MAX VERT, MIN HORI,WL -5,SLS
205 | Linear Add | No | 1 |  | 1 | None | None | None | None | Self weight (Self-weight) | MIN VERT, MAX HORI,WL GL,SLS NO LL
205 | Linear Add | No | 2 |  | 1 | None | None | None | None | Permanent Superimposed Dead Load (Self-weight) | MIN VERT, MAX HORI,WL GL,SLS NO LL
205 | Linear Add | No | 3 |  | 1 | None | None | None | None | Pavement (Self-weight) | MIN VERT, MAX HORI,WL GL,SLS NO LL
205 | Linear Add | No | 4 |  | 1 | None | None | None | None | Horizontal Soil Pressure due to Pavement self-weight at Rest K0 (Self- weight) | MIN VERT, MAX HORI,WL GL,SLS NO LL
205 | Linear Add | No | 5 |  | 0 | None | None | None | None | Horizontal Soil Pressure due to Pavement self-weight at Active Ka (Self- weight) | MIN VERT, MAX HORI,WL GL,SLS NO LL
205 | Linear Add | No | 11 |  | 1 | None | None | None | None | Eff. Vertical Soil Pressure, WL at GL & +1.0m & base | MIN VERT, MAX HORI,WL GL,SLS NO LL
205 | Linear Add | No | 12 |  | 1 | None | None | None | None | Eff. Horizontal Soil Pressure at Rest, K0, WL at GL & +1.0m & base L&R | MIN VERT, MAX HORI,WL GL,SLS NO LL
205 | Linear Add | No | 13 |  | 0 | None | None | None | None | Total Vertical Soil Pressure Roof, WT at 5.0m BGL | MIN VERT, MAX HORI,WL GL,SLS NO LL
205 | Linear Add | No | 14 |  | 0 | None | None | None | None | Eff. Horizontal Soil Pressure at Active, Ka, WT at 5.0mBGL L&R | MIN VERT, MAX HORI,WL GL,SLS NO LL
205 | Linear Add | No | 15 |  | 0 | None | None | None | None | Eff. Vertical Soil Pressure, WL at base | MIN VERT, MAX HORI,WL GL,SLS NO LL
205 | Linear Add | No | 16 |  | 0 | None | None | None | None | Eff. Horizontal Soil Pressure at Rest, K0, WL at base (L&R) | MIN VERT, MAX HORI,WL GL,SLS NO LL
205 | Linear Add | No | 17 |  | 0 | None | None | None | None | Eff. Vertical Soil Pressure Roof, 1.5m excavation above Roof Slab | MIN VERT, MAX HORI,WL GL,SLS NO LL
205 | Linear Add | No | 18 |  | 0 | None | None | None | None | Eff. Vertical Soil Pressure, WT at 1.5mBGL (L) and 4.5mBGL (R) | MIN VERT, MAX HORI,WL GL,SLS NO LL
205 | Linear Add | No | 19 |  | 0 | None | None | None | None | Eff. Horizontal Soil Pressure at Rest, K0, WT at 1.5mBGL (L) and 4.5mBGL (R) L | MIN VERT, MAX HORI,WL GL,SLS NO LL
205 | Linear Add | No | 20 |  | 0 | None | None | None | None | Eff. Horizontal Soil Pressure at Active, Ka,, WT at 1.5mBGL (L) and 4.5mBGL (R) R | MIN VERT, MAX HORI,WL GL,SLS NO LL
205 | Linear Add | No | 21 |  | 0 | None | None | None | None | Eff. Vertical Soil Pressure, WT at 1.5mBGL (R) and 4.5mBGL (L) | MIN VERT, MAX HORI,WL GL,SLS NO LL
205 | Linear Add | No | 22 |  | 0 | None | None | None | None | Eff. Horizontal Soil Pressure at Rest, K0,, WT at 1.5mBGL (R) and 4.5mBGL (L) R | MIN VERT, MAX HORI,WL GL,SLS NO LL
205 | Linear Add | No | 23 |  | 0 | None | None | None | None | Eff. Horizontal Soil Pressure at Active, Ka,, WT at 1.5mBGL (R) and 4.5mBGL (L) L | MIN VERT, MAX HORI,WL GL,SLS NO LL
205 | Linear Add | No | 31 |  | 1 | None | None | None | None | Hydrostatic Vertical Roof, WT at GL | MIN VERT, MAX HORI,WL GL,SLS NO LL
205 | Linear Add | No | 32 |  | 1 | None | None | None | None | Hydrostatic Lateral , WT at GL L&R | MIN VERT, MAX HORI,WL GL,SLS NO LL
205 | Linear Add | No | 33 |  | 1 | None | None | None | None | Hydrostatic Uplift Base, WT at GL | MIN VERT, MAX HORI,WL GL,SLS NO LL
205 | Linear Add | No | 34 |  | 0 | None | None | None | None | Hydrostatic Vertical Roof, WT at FL +1.0m,Hydrostatic Lateral , WT at FL +1.0m L&R, Hydrostatic Uplift Base, WT at FL +1.0m | MIN VERT, MAX HORI,WL GL,SLS NO LL
205 | Linear Add | No | 35 |  | 0 | None | None | None | None | 35-Hydrostatic Vertical + Uplift Pressure ; WT at 5m Below GL | MIN VERT, MAX HORI,WL GL,SLS NO LL
205 | Linear Add | No | 36 |  | 0 | None | None | None | None | 36-Hydrostatic Lateral Pressure ( Left & Right); WT at 5m Below GL | MIN VERT, MAX HORI,WL GL,SLS NO LL
205 | Linear Add | No | 37 |  | 0 | None | None | None | None | 37-Hydrostatic Vertical and Uplift (Roof & Base); WT at 1.5m below GL due to excavation | MIN VERT, MAX HORI,WL GL,SLS NO LL
205 | Linear Add | No | 38 |  | 0 | None | None | None | None | 38-Hydrostatic Vertical Pressure (Roof); WT at 1.5m Below GL & 4.5m below GL (Right) | MIN VERT, MAX HORI,WL GL,SLS NO LL
205 | Linear Add | No | 39 |  | 0 | None | None | None | None | 39-Hydrostatic Lateral Pressure(Left & Right); WT at 1.5m Below GL & 4.5m below GL (Right) | MIN VERT, MAX HORI,WL GL,SLS NO LL
205 | Linear Add | No | 40 |  | 0 | None | None | None | None | 40-Uplift (Base); WT at 1.5m Below GL & 4.5m below GL (Right) | MIN VERT, MAX HORI,WL GL,SLS NO LL
205 | Linear Add | No | 41 |  | 0 | None | None | None | None | 41-Hydrostatic Vertical Pressure (Roof); WT at 4.5m Below GL & 1.5m below GL (Right) | MIN VERT, MAX HORI,WL GL,SLS NO LL
205 | Linear Add | No | 42 |  | 0 | None | None | None | None | 42-Hydrostatic Lateral Pressure(Left & Right); WT at 4.5m Below GL & 1.5m below GL (Right) | MIN VERT, MAX HORI,WL GL,SLS NO LL
205 | Linear Add | No | 43 |  | 0 | None | None | None | None | 43-Uplift (Base); WT at 4.5m Below GL & 1.5m below GL (Right) | MIN VERT, MAX HORI,WL GL,SLS NO LL
205 | Linear Add | No | 51 |  | 0 | None | None | None | None | 51-Internal Live Load | MIN VERT, MAX HORI,WL GL,SLS NO LL
205 | Linear Add | No | 52 |  | 0 | None | None | None | None | 52-Surcharge (Roof) | MIN VERT, MAX HORI,WL GL,SLS NO LL
205 | Linear Add | No | 53 |  | 1 | None | None | None | None | 53-Lateral Surcharge (Left & Right) | MIN VERT, MAX HORI,WL GL,SLS NO LL
205 | Linear Add | No | 54.1 |  | 0 | None | None | None | None | 54-Lateral Surcharge (Left) k0 | MIN VERT, MAX HORI,WL GL,SLS NO LL
205 | Linear Add | No | 54.2 |  | 0 | None | None | None | None | 54-Lateral Surcharge (Left) ka | MIN VERT, MAX HORI,WL GL,SLS NO LL
205 | Linear Add | No | 55.1 |  | 0 | None | None | None | None | 55-Lateral Surcharge (Right) k0 | MIN VERT, MAX HORI,WL GL,SLS NO LL
205 | Linear Add | No | 55.2 |  | 0 | None | None | None | None | 55-Lateral Surcharge (Right) ka | MIN VERT, MAX HORI,WL GL,SLS NO LL
205 | Linear Add | No | 56 |  | 0 | None | None | None | None | 56-Construction Load (Roof) | MIN VERT, MAX HORI,WL GL,SLS NO LL
205 | Linear Add | No | 57 |  | 0 | None | None | None | None | 57-Lateral Construction (Left & Right) | MIN VERT, MAX HORI,WL GL,SLS NO LL
205 | Linear Add | No | 17.1 |  | 0 | None | None | None | None | Eff. Vertical Soil Pressure Roof, 4.5m excavation above Roof Slab | MIN VERT, MAX HORI,WL GL,SLS NO LL
205 | Linear Add | No | 31.1 |  | 0 | None | None | None | None | Hydrostatic Vertical Roof, WT 4.5m BGL | MIN VERT, MAX HORI,WL GL,SLS NO LL
206 | Linear Add | No | 1 |  | 1 | None | None | None | None | Self weight (Self-weight) | MIN VERT, MAX HORI,WL EXCAVA,SLS NO LL
206 | Linear Add | No | 2 |  | 1 | None | None | None | None | Permanent Superimposed Dead Load (Self-weight) | MIN VERT, MAX HORI,WL EXCAVA,SLS NO LL
206 | Linear Add | No | 3 |  | 0 | None | None | None | None | Pavement (Self-weight) | MIN VERT, MAX HORI,WL EXCAVA,SLS NO LL
206 | Linear Add | No | 4 |  | 0 | None | None | None | None | Horizontal Soil Pressure due to Pavement self-weight at Rest K0 (Self- weight) | MIN VERT, MAX HORI,WL EXCAVA,SLS NO LL
206 | Linear Add | No | 5 |  | 0 | None | None | None | None | Horizontal Soil Pressure due to Pavement self-weight at Active Ka (Self- weight) | MIN VERT, MAX HORI,WL EXCAVA,SLS NO LL
206 | Linear Add | No | 11 |  | 0 | None | None | None | None | Eff. Vertical Soil Pressure, WL at GL & +1.0m & base | MIN VERT, MAX HORI,WL EXCAVA,SLS NO LL
206 | Linear Add | No | 12 |  | 1 | None | None | None | None | Eff. Horizontal Soil Pressure at Rest, K0, WL at GL & +1.0m & base L&R | MIN VERT, MAX HORI,WL EXCAVA,SLS NO LL
206 | Linear Add | No | 13 |  | 0 | None | None | None | None | Total Vertical Soil Pressure Roof, WT at 5.0m BGL | MIN VERT, MAX HORI,WL EXCAVA,SLS NO LL
206 | Linear Add | No | 14 |  | 0 | None | None | None | None | Eff. Horizontal Soil Pressure at Active, Ka, WT at 5.0mBGL L&R | MIN VERT, MAX HORI,WL EXCAVA,SLS NO LL
206 | Linear Add | No | 15 |  | 0 | None | None | None | None | Eff. Vertical Soil Pressure, WL at base | MIN VERT, MAX HORI,WL EXCAVA,SLS NO LL
206 | Linear Add | No | 16 |  | 0 | None | None | None | None | Eff. Horizontal Soil Pressure at Rest, K0, WL at base (L&R) | MIN VERT, MAX HORI,WL EXCAVA,SLS NO LL
206 | Linear Add | No | 17 |  | 1 | None | None | None | None | Eff. Vertical Soil Pressure Roof, 1.5m excavation above Roof Slab | MIN VERT, MAX HORI,WL EXCAVA,SLS NO LL
206 | Linear Add | No | 18 |  | 0 | None | None | None | None | Eff. Vertical Soil Pressure, WT at 1.5mBGL (L) and 4.5mBGL (R) | MIN VERT, MAX HORI,WL EXCAVA,SLS NO LL
206 | Linear Add | No | 19 |  | 0 | None | None | None | None | Eff. Horizontal Soil Pressure at Rest, K0, WT at 1.5mBGL (L) and 4.5mBGL (R) L | MIN VERT, MAX HORI,WL EXCAVA,SLS NO LL
206 | Linear Add | No | 20 |  | 0 | None | None | None | None | Eff. Horizontal Soil Pressure at Active, Ka,, WT at 1.5mBGL (L) and 4.5mBGL (R) R | MIN VERT, MAX HORI,WL EXCAVA,SLS NO LL
206 | Linear Add | No | 21 |  | 0 | None | None | None | None | Eff. Vertical Soil Pressure, WT at 1.5mBGL (R) and 4.5mBGL (L) | MIN VERT, MAX HORI,WL EXCAVA,SLS NO LL
206 | Linear Add | No | 22 |  | 0 | None | None | None | None | Eff. Horizontal Soil Pressure at Rest, K0,, WT at 1.5mBGL (R) and 4.5mBGL (L) R | MIN VERT, MAX HORI,WL EXCAVA,SLS NO LL
206 | Linear Add | No | 23 |  | 0 | None | None | None | None | Eff. Horizontal Soil Pressure at Active, Ka,, WT at 1.5mBGL (R) and 4.5mBGL (L) L | MIN VERT, MAX HORI,WL EXCAVA,SLS NO LL
206 | Linear Add | No | 31 |  | 0 | None | None | None | None | Hydrostatic Vertical Roof, WT at GL | MIN VERT, MAX HORI,WL EXCAVA,SLS NO LL
206 | Linear Add | No | 32 |  | 1 | None | None | None | None | Hydrostatic Lateral , WT at GL L&R | MIN VERT, MAX HORI,WL EXCAVA,SLS NO LL
206 | Linear Add | No | 33 |  | 0 | None | None | None | None | Hydrostatic Uplift Base, WT at GL | MIN VERT, MAX HORI,WL EXCAVA,SLS NO LL
206 | Linear Add | No | 34 |  | 0 | None | None | None | None | Hydrostatic Vertical Roof, WT at FL +1.0m,Hydrostatic Lateral , WT at FL +1.0m L&R, Hydrostatic Uplift Base, WT at FL +1.0m | MIN VERT, MAX HORI,WL EXCAVA,SLS NO LL
206 | Linear Add | No | 35 |  | 0 | None | None | None | None | 35-Hydrostatic Vertical + Uplift Pressure ; WT at 5m Below GL | MIN VERT, MAX HORI,WL EXCAVA,SLS NO LL
206 | Linear Add | No | 36 |  | 0 | None | None | None | None | 36-Hydrostatic Lateral Pressure ( Left & Right); WT at 5m Below GL | MIN VERT, MAX HORI,WL EXCAVA,SLS NO LL
206 | Linear Add | No | 37 |  | 1 | None | None | None | None | 37-Hydrostatic Vertical and Uplift (Roof & Base); WT at 1.5m below GL due to excavation | MIN VERT, MAX HORI,WL EXCAVA,SLS NO LL
206 | Linear Add | No | 38 |  | 0 | None | None | None | None | 38-Hydrostatic Vertical Pressure (Roof); WT at 1.5m Below GL & 4.5m below GL (Right) | MIN VERT, MAX HORI,WL EXCAVA,SLS NO LL
206 | Linear Add | No | 39 |  | 0 | None | None | None | None | 39-Hydrostatic Lateral Pressure(Left & Right); WT at 1.5m Below GL & 4.5m below GL (Right) | MIN VERT, MAX HORI,WL EXCAVA,SLS NO LL
206 | Linear Add | No | 40 |  | 0 | None | None | None | None | 40-Uplift (Base); WT at 1.5m Below GL & 4.5m below GL (Right) | MIN VERT, MAX HORI,WL EXCAVA,SLS NO LL
206 | Linear Add | No | 41 |  | 0 | None | None | None | None | 41-Hydrostatic Vertical Pressure (Roof); WT at 4.5m Below GL & 1.5m below GL (Right) | MIN VERT, MAX HORI,WL EXCAVA,SLS NO LL
206 | Linear Add | No | 42 |  | 0 | None | None | None | None | 42-Hydrostatic Lateral Pressure(Left & Right); WT at 4.5m Below GL & 1.5m below GL (Right) | MIN VERT, MAX HORI,WL EXCAVA,SLS NO LL
206 | Linear Add | No | 43 |  | 0 | None | None | None | None | 43-Uplift (Base); WT at 4.5m Below GL & 1.5m below GL (Right) | MIN VERT, MAX HORI,WL EXCAVA,SLS NO LL
206 | Linear Add | No | 51 |  | 0 | None | None | None | None | 51-Internal Live Load | MIN VERT, MAX HORI,WL EXCAVA,SLS NO LL
206 | Linear Add | No | 52 |  | 0 | None | None | None | None | 52-Surcharge (Roof) | MIN VERT, MAX HORI,WL EXCAVA,SLS NO LL
206 | Linear Add | No | 53 |  | 1 | None | None | None | None | 53-Lateral Surcharge (Left & Right) | MIN VERT, MAX HORI,WL EXCAVA,SLS NO LL
206 | Linear Add | No | 54.1 |  | 0 | None | None | None | None | 54-Lateral Surcharge (Left) k0 | MIN VERT, MAX HORI,WL EXCAVA,SLS NO LL
206 | Linear Add | No | 54.2 |  | 0 | None | None | None | None | 54-Lateral Surcharge (Left) ka | MIN VERT, MAX HORI,WL EXCAVA,SLS NO LL
206 | Linear Add | No | 55.1 |  | 0 | None | None | None | None | 55-Lateral Surcharge (Right) k0 | MIN VERT, MAX HORI,WL EXCAVA,SLS NO LL
206 | Linear Add | No | 55.2 |  | 0 | None | None | None | None | 55-Lateral Surcharge (Right) ka | MIN VERT, MAX HORI,WL EXCAVA,SLS NO LL
206 | Linear Add | No | 56 |  | 0 | None | None | None | None | 56-Construction Load (Roof) | MIN VERT, MAX HORI,WL EXCAVA,SLS NO LL
206 | Linear Add | No | 57 |  | 0 | None | None | None | None | 57-Lateral Construction (Left & Right) | MIN VERT, MAX HORI,WL EXCAVA,SLS NO LL
206 | Linear Add | No | 17.1 |  | 0 | None | None | None | None | Eff. Vertical Soil Pressure Roof, 4.5m excavation above Roof Slab | MIN VERT, MAX HORI,WL EXCAVA,SLS NO LL
206 | Linear Add | No | 31.1 |  | 0 | None | None | None | None | Hydrostatic Vertical Roof, WT 4.5m BGL | MIN VERT, MAX HORI,WL EXCAVA,SLS NO LL
211 | Linear Add | No | 1 |  | 1 | None | None | None | None | Self weight (Self-weight) | UNEVEN WATER AND AIRCARFT LOAD, MIN VERT, MAX HORI,WL 1.5 L 4.5 R,SLS NO LL
211 | Linear Add | No | 2 |  | 1 | None | None | None | None | Permanent Superimposed Dead Load (Self-weight) | UNEVEN WATER AND AIRCARFT LOAD, MIN VERT, MAX HORI,WL 1.5 L 4.5 R,SLS NO LL
211 | Linear Add | No | 3 |  | 1 | None | None | None | None | Pavement (Self-weight) | UNEVEN WATER AND AIRCARFT LOAD, MIN VERT, MAX HORI,WL 1.5 L 4.5 R,SLS NO LL
211 | Linear Add | No | 4 |  | 1 | None | None | None | None | Horizontal Soil Pressure due to Pavement self-weight at Rest K0 (Self- weight) | UNEVEN WATER AND AIRCARFT LOAD, MIN VERT, MAX HORI,WL 1.5 L 4.5 R,SLS NO LL
211 | Linear Add | No | 5 |  | 0 | None | None | None | None | Horizontal Soil Pressure due to Pavement self-weight at Active Ka (Self- weight) | UNEVEN WATER AND AIRCARFT LOAD, MIN VERT, MAX HORI,WL 1.5 L 4.5 R,SLS NO LL
211 | Linear Add | No | 11 |  | 0 | None | None | None | None | Eff. Vertical Soil Pressure, WL at GL & +1.0m & base | UNEVEN WATER AND AIRCARFT LOAD, MIN VERT, MAX HORI,WL 1.5 L 4.5 R,SLS NO LL
211 | Linear Add | No | 12 |  | 0 | None | None | None | None | Eff. Horizontal Soil Pressure at Rest, K0, WL at GL & +1.0m & base L&R | UNEVEN WATER AND AIRCARFT LOAD, MIN VERT, MAX HORI,WL 1.5 L 4.5 R,SLS NO LL
211 | Linear Add | No | 13 |  | 0 | None | None | None | None | Total Vertical Soil Pressure Roof, WT at 5.0m BGL | UNEVEN WATER AND AIRCARFT LOAD, MIN VERT, MAX HORI,WL 1.5 L 4.5 R,SLS NO LL
211 | Linear Add | No | 14 |  | 0 | None | None | None | None | Eff. Horizontal Soil Pressure at Active, Ka, WT at 5.0mBGL L&R | UNEVEN WATER AND AIRCARFT LOAD, MIN VERT, MAX HORI,WL 1.5 L 4.5 R,SLS NO LL
211 | Linear Add | No | 15 |  | 0 | None | None | None | None | Eff. Vertical Soil Pressure, WL at base | UNEVEN WATER AND AIRCARFT LOAD, MIN VERT, MAX HORI,WL 1.5 L 4.5 R,SLS NO LL
211 | Linear Add | No | 16 |  | 0 | None | None | None | None | Eff. Horizontal Soil Pressure at Rest, K0, WL at base (L&R) | UNEVEN WATER AND AIRCARFT LOAD, MIN VERT, MAX HORI,WL 1.5 L 4.5 R,SLS NO LL
211 | Linear Add | No | 17 |  | 0 | None | None | None | None | Eff. Vertical Soil Pressure Roof, 1.5m excavation above Roof Slab | UNEVEN WATER AND AIRCARFT LOAD, MIN VERT, MAX HORI,WL 1.5 L 4.5 R,SLS NO LL
211 | Linear Add | No | 18 |  | 1 | None | None | None | None | Eff. Vertical Soil Pressure, WT at 1.5mBGL (L) and 4.5mBGL (R) | UNEVEN WATER AND AIRCARFT LOAD, MIN VERT, MAX HORI,WL 1.5 L 4.5 R,SLS NO LL
211 | Linear Add | No | 19 |  | 1 | None | None | None | None | Eff. Horizontal Soil Pressure at Rest, K0, WT at 1.5mBGL (L) and 4.5mBGL (R) L | UNEVEN WATER AND AIRCARFT LOAD, MIN VERT, MAX HORI,WL 1.5 L 4.5 R,SLS NO LL
211 | Linear Add | No | 20 |  | 1 | None | None | None | None | Eff. Horizontal Soil Pressure at Active, Ka,, WT at 1.5mBGL (L) and 4.5mBGL (R) R | UNEVEN WATER AND AIRCARFT LOAD, MIN VERT, MAX HORI,WL 1.5 L 4.5 R,SLS NO LL
211 | Linear Add | No | 21 |  | 0 | None | None | None | None | Eff. Vertical Soil Pressure, WT at 1.5mBGL (R) and 4.5mBGL (L) | UNEVEN WATER AND AIRCARFT LOAD, MIN VERT, MAX HORI,WL 1.5 L 4.5 R,SLS NO LL
211 | Linear Add | No | 22 |  | 0 | None | None | None | None | Eff. Horizontal Soil Pressure at Rest, K0,, WT at 1.5mBGL (R) and 4.5mBGL (L) R | UNEVEN WATER AND AIRCARFT LOAD, MIN VERT, MAX HORI,WL 1.5 L 4.5 R,SLS NO LL
211 | Linear Add | No | 23 |  | 0 | None | None | None | None | Eff. Horizontal Soil Pressure at Active, Ka,, WT at 1.5mBGL (R) and 4.5mBGL (L) L | UNEVEN WATER AND AIRCARFT LOAD, MIN VERT, MAX HORI,WL 1.5 L 4.5 R,SLS NO LL
211 | Linear Add | No | 31 |  | 0 | None | None | None | None | Hydrostatic Vertical Roof, WT at GL | UNEVEN WATER AND AIRCARFT LOAD, MIN VERT, MAX HORI,WL 1.5 L 4.5 R,SLS NO LL
211 | Linear Add | No | 32 |  | 0 | None | None | None | None | Hydrostatic Lateral , WT at GL L&R | UNEVEN WATER AND AIRCARFT LOAD, MIN VERT, MAX HORI,WL 1.5 L 4.5 R,SLS NO LL
211 | Linear Add | No | 33 |  | 0 | None | None | None | None | Hydrostatic Uplift Base, WT at GL | UNEVEN WATER AND AIRCARFT LOAD, MIN VERT, MAX HORI,WL 1.5 L 4.5 R,SLS NO LL
211 | Linear Add | No | 34 |  | 0 | None | None | None | None | Hydrostatic Vertical Roof, WT at FL +1.0m,Hydrostatic Lateral , WT at FL +1.0m L&R, Hydrostatic Uplift Base, WT at FL +1.0m | UNEVEN WATER AND AIRCARFT LOAD, MIN VERT, MAX HORI,WL 1.5 L 4.5 R,SLS NO LL
211 | Linear Add | No | 35 |  | 0 | None | None | None | None | 35-Hydrostatic Vertical + Uplift Pressure ; WT at 5m Below GL | UNEVEN WATER AND AIRCARFT LOAD, MIN VERT, MAX HORI,WL 1.5 L 4.5 R,SLS NO LL
211 | Linear Add | No | 36 |  | 0 | None | None | None | None | 36-Hydrostatic Lateral Pressure ( Left & Right); WT at 5m Below GL | UNEVEN WATER AND AIRCARFT LOAD, MIN VERT, MAX HORI,WL 1.5 L 4.5 R,SLS NO LL
211 | Linear Add | No | 37 |  | 0 | None | None | None | None | 37-Hydrostatic Vertical and Uplift (Roof & Base); WT at 1.5m below GL due to excavation | UNEVEN WATER AND AIRCARFT LOAD, MIN VERT, MAX HORI,WL 1.5 L 4.5 R,SLS NO LL
211 | Linear Add | No | 38 |  | 1 | None | None | None | None | 38-Hydrostatic Vertical Pressure (Roof); WT at 1.5m Below GL & 4.5m below GL (Right) | UNEVEN WATER AND AIRCARFT LOAD, MIN VERT, MAX HORI,WL 1.5 L 4.5 R,SLS NO LL
211 | Linear Add | No | 39 |  | 1 | None | None | None | None | 39-Hydrostatic Lateral Pressure(Left & Right); WT at 1.5m Below GL & 4.5m below GL (Right) | UNEVEN WATER AND AIRCARFT LOAD, MIN VERT, MAX HORI,WL 1.5 L 4.5 R,SLS NO LL
211 | Linear Add | No | 40 |  | 1 | None | None | None | None | 40-Uplift (Base); WT at 1.5m Below GL & 4.5m below GL (Right) | UNEVEN WATER AND AIRCARFT LOAD, MIN VERT, MAX HORI,WL 1.5 L 4.5 R,SLS NO LL
211 | Linear Add | No | 41 |  | 0 | None | None | None | None | 41-Hydrostatic Vertical Pressure (Roof); WT at 4.5m Below GL & 1.5m below GL (Right) | UNEVEN WATER AND AIRCARFT LOAD, MIN VERT, MAX HORI,WL 1.5 L 4.5 R,SLS NO LL
211 | Linear Add | No | 42 |  | 0 | None | None | None | None | 42-Hydrostatic Lateral Pressure(Left & Right); WT at 4.5m Below GL & 1.5m below GL (Right) | UNEVEN WATER AND AIRCARFT LOAD, MIN VERT, MAX HORI,WL 1.5 L 4.5 R,SLS NO LL
211 | Linear Add | No | 43 |  | 0 | None | None | None | None | 43-Uplift (Base); WT at 4.5m Below GL & 1.5m below GL (Right) | UNEVEN WATER AND AIRCARFT LOAD, MIN VERT, MAX HORI,WL 1.5 L 4.5 R,SLS NO LL
211 | Linear Add | No | 51 |  | 0 | None | None | None | None | 51-Internal Live Load | UNEVEN WATER AND AIRCARFT LOAD, MIN VERT, MAX HORI,WL 1.5 L 4.5 R,SLS NO LL
211 | Linear Add | No | 52 |  | 1 | None | None | None | None | 52-Surcharge (Roof) | UNEVEN WATER AND AIRCARFT LOAD, MIN VERT, MAX HORI,WL 1.5 L 4.5 R,SLS NO LL
211 | Linear Add | No | 53 |  | 0 | None | None | None | None | 53-Lateral Surcharge (Left & Right) | UNEVEN WATER AND AIRCARFT LOAD, MIN VERT, MAX HORI,WL 1.5 L 4.5 R,SLS NO LL
211 | Linear Add | No | 54.1 |  | 1.5 | None | None | None | None | 54-Lateral Surcharge (Left) k0 | UNEVEN WATER AND AIRCARFT LOAD, MIN VERT, MAX HORI,WL 1.5 L 4.5 R,SLS NO LL
211 | Linear Add | No | 54.2 |  | 0 | None | None | None | None | 54-Lateral Surcharge (Left) ka | UNEVEN WATER AND AIRCARFT LOAD, MIN VERT, MAX HORI,WL 1.5 L 4.5 R,SLS NO LL
211 | Linear Add | No | 55.1 |  | 0 | None | None | None | None | 55-Lateral Surcharge (Right) k0 | UNEVEN WATER AND AIRCARFT LOAD, MIN VERT, MAX HORI,WL 1.5 L 4.5 R,SLS NO LL
211 | Linear Add | No | 55.2 |  | 1.5 | None | None | None | None | 55-Lateral Surcharge (Right) ka | UNEVEN WATER AND AIRCARFT LOAD, MIN VERT, MAX HORI,WL 1.5 L 4.5 R,SLS NO LL
211 | Linear Add | No | 56 |  | 0 | None | None | None | None | 56-Construction Load (Roof) | UNEVEN WATER AND AIRCARFT LOAD, MIN VERT, MAX HORI,WL 1.5 L 4.5 R,SLS NO LL
211 | Linear Add | No | 57 |  | 0 | None | None | None | None | 57-Lateral Construction (Left & Right) | UNEVEN WATER AND AIRCARFT LOAD, MIN VERT, MAX HORI,WL 1.5 L 4.5 R,SLS NO LL
211 | Linear Add | No | 17.1 |  | 0 | None | None | None | None | Eff. Vertical Soil Pressure Roof, 4.5m excavation above Roof Slab | UNEVEN WATER AND AIRCARFT LOAD, MIN VERT, MAX HORI,WL 1.5 L 4.5 R,SLS NO LL
211 | Linear Add | No | 31.1 |  | 0 | None | None | None | None | Hydrostatic Vertical Roof, WT 4.5m BGL | UNEVEN WATER AND AIRCARFT LOAD, MIN VERT, MAX HORI,WL 1.5 L 4.5 R,SLS NO LL
212 | Linear Add | No | 1 |  | 1 | None | None | None | None | Self weight (Self-weight) | UNEVEN WATER AND AIRCARFT LOAD, MIN VERT, MAX HORI,WL 1.5 L 4.5 R,SLS
212 | Linear Add | No | 2 |  | 1 | None | None | None | None | Permanent Superimposed Dead Load (Self-weight) | UNEVEN WATER AND AIRCARFT LOAD, MIN VERT, MAX HORI,WL 1.5 L 4.5 R,SLS
212 | Linear Add | No | 3 |  | 1 | None | None | None | None | Pavement (Self-weight) | UNEVEN WATER AND AIRCARFT LOAD, MIN VERT, MAX HORI,WL 1.5 L 4.5 R,SLS
212 | Linear Add | No | 4 |  | 1 | None | None | None | None | Horizontal Soil Pressure due to Pavement self-weight at Rest K0 (Self- weight) | UNEVEN WATER AND AIRCARFT LOAD, MIN VERT, MAX HORI,WL 1.5 L 4.5 R,SLS
212 | Linear Add | No | 5 |  | 0 | None | None | None | None | Horizontal Soil Pressure due to Pavement self-weight at Active Ka (Self- weight) | UNEVEN WATER AND AIRCARFT LOAD, MIN VERT, MAX HORI,WL 1.5 L 4.5 R,SLS
212 | Linear Add | No | 11 |  | 0 | None | None | None | None | Eff. Vertical Soil Pressure, WL at GL & +1.0m & base | UNEVEN WATER AND AIRCARFT LOAD, MIN VERT, MAX HORI,WL 1.5 L 4.5 R,SLS
212 | Linear Add | No | 12 |  | 0 | None | None | None | None | Eff. Horizontal Soil Pressure at Rest, K0, WL at GL & +1.0m & base L&R | UNEVEN WATER AND AIRCARFT LOAD, MIN VERT, MAX HORI,WL 1.5 L 4.5 R,SLS
212 | Linear Add | No | 13 |  | 0 | None | None | None | None | Total Vertical Soil Pressure Roof, WT at 5.0m BGL | UNEVEN WATER AND AIRCARFT LOAD, MIN VERT, MAX HORI,WL 1.5 L 4.5 R,SLS
212 | Linear Add | No | 14 |  | 0 | None | None | None | None | Eff. Horizontal Soil Pressure at Active, Ka, WT at 5.0mBGL L&R | UNEVEN WATER AND AIRCARFT LOAD, MIN VERT, MAX HORI,WL 1.5 L 4.5 R,SLS
212 | Linear Add | No | 15 |  | 0 | None | None | None | None | Eff. Vertical Soil Pressure, WL at base | UNEVEN WATER AND AIRCARFT LOAD, MIN VERT, MAX HORI,WL 1.5 L 4.5 R,SLS
212 | Linear Add | No | 16 |  | 0 | None | None | None | None | Eff. Horizontal Soil Pressure at Rest, K0, WL at base (L&R) | UNEVEN WATER AND AIRCARFT LOAD, MIN VERT, MAX HORI,WL 1.5 L 4.5 R,SLS
212 | Linear Add | No | 17 |  | 0 | None | None | None | None | Eff. Vertical Soil Pressure Roof, 1.5m excavation above Roof Slab | UNEVEN WATER AND AIRCARFT LOAD, MIN VERT, MAX HORI,WL 1.5 L 4.5 R,SLS
212 | Linear Add | No | 18 |  | 1 | None | None | None | None | Eff. Vertical Soil Pressure, WT at 1.5mBGL (L) and 4.5mBGL (R) | UNEVEN WATER AND AIRCARFT LOAD, MIN VERT, MAX HORI,WL 1.5 L 4.5 R,SLS
212 | Linear Add | No | 19 |  | 1 | None | None | None | None | Eff. Horizontal Soil Pressure at Rest, K0, WT at 1.5mBGL (L) and 4.5mBGL (R) L | UNEVEN WATER AND AIRCARFT LOAD, MIN VERT, MAX HORI,WL 1.5 L 4.5 R,SLS
212 | Linear Add | No | 20 |  | 1 | None | None | None | None | Eff. Horizontal Soil Pressure at Active, Ka,, WT at 1.5mBGL (L) and 4.5mBGL (R) R | UNEVEN WATER AND AIRCARFT LOAD, MIN VERT, MAX HORI,WL 1.5 L 4.5 R,SLS
212 | Linear Add | No | 21 |  | 0 | None | None | None | None | Eff. Vertical Soil Pressure, WT at 1.5mBGL (R) and 4.5mBGL (L) | UNEVEN WATER AND AIRCARFT LOAD, MIN VERT, MAX HORI,WL 1.5 L 4.5 R,SLS
212 | Linear Add | No | 22 |  | 0 | None | None | None | None | Eff. Horizontal Soil Pressure at Rest, K0,, WT at 1.5mBGL (R) and 4.5mBGL (L) R | UNEVEN WATER AND AIRCARFT LOAD, MIN VERT, MAX HORI,WL 1.5 L 4.5 R,SLS
212 | Linear Add | No | 23 |  | 0 | None | None | None | None | Eff. Horizontal Soil Pressure at Active, Ka,, WT at 1.5mBGL (R) and 4.5mBGL (L) L | UNEVEN WATER AND AIRCARFT LOAD, MIN VERT, MAX HORI,WL 1.5 L 4.5 R,SLS
212 | Linear Add | No | 31 |  | 0 | None | None | None | None | Hydrostatic Vertical Roof, WT at GL | UNEVEN WATER AND AIRCARFT LOAD, MIN VERT, MAX HORI,WL 1.5 L 4.5 R,SLS
212 | Linear Add | No | 32 |  | 0 | None | None | None | None | Hydrostatic Lateral , WT at GL L&R | UNEVEN WATER AND AIRCARFT LOAD, MIN VERT, MAX HORI,WL 1.5 L 4.5 R,SLS
212 | Linear Add | No | 33 |  | 0 | None | None | None | None | Hydrostatic Uplift Base, WT at GL | UNEVEN WATER AND AIRCARFT LOAD, MIN VERT, MAX HORI,WL 1.5 L 4.5 R,SLS
212 | Linear Add | No | 34 |  | 0 | None | None | None | None | Hydrostatic Vertical Roof, WT at FL +1.0m,Hydrostatic Lateral , WT at FL +1.0m L&R, Hydrostatic Uplift Base, WT at FL +1.0m | UNEVEN WATER AND AIRCARFT LOAD, MIN VERT, MAX HORI,WL 1.5 L 4.5 R,SLS
212 | Linear Add | No | 35 |  | 0 | None | None | None | None | 35-Hydrostatic Vertical + Uplift Pressure ; WT at 5m Below GL | UNEVEN WATER AND AIRCARFT LOAD, MIN VERT, MAX HORI,WL 1.5 L 4.5 R,SLS
212 | Linear Add | No | 36 |  | 0 | None | None | None | None | 36-Hydrostatic Lateral Pressure ( Left & Right); WT at 5m Below GL | UNEVEN WATER AND AIRCARFT LOAD, MIN VERT, MAX HORI,WL 1.5 L 4.5 R,SLS
212 | Linear Add | No | 37 |  | 0 | None | None | None | None | 37-Hydrostatic Vertical and Uplift (Roof & Base); WT at 1.5m below GL due to excavation | UNEVEN WATER AND AIRCARFT LOAD, MIN VERT, MAX HORI,WL 1.5 L 4.5 R,SLS
212 | Linear Add | No | 38 |  | 1 | None | None | None | None | 38-Hydrostatic Vertical Pressure (Roof); WT at 1.5m Below GL & 4.5m below GL (Right) | UNEVEN WATER AND AIRCARFT LOAD, MIN VERT, MAX HORI,WL 1.5 L 4.5 R,SLS
212 | Linear Add | No | 39 |  | 1 | None | None | None | None | 39-Hydrostatic Lateral Pressure(Left & Right); WT at 1.5m Below GL & 4.5m below GL (Right) | UNEVEN WATER AND AIRCARFT LOAD, MIN VERT, MAX HORI,WL 1.5 L 4.5 R,SLS
212 | Linear Add | No | 40 |  | 1 | None | None | None | None | 40-Uplift (Base); WT at 1.5m Below GL & 4.5m below GL (Right) | UNEVEN WATER AND AIRCARFT LOAD, MIN VERT, MAX HORI,WL 1.5 L 4.5 R,SLS
212 | Linear Add | No | 41 |  | 0 | None | None | None | None | 41-Hydrostatic Vertical Pressure (Roof); WT at 4.5m Below GL & 1.5m below GL (Right) | UNEVEN WATER AND AIRCARFT LOAD, MIN VERT, MAX HORI,WL 1.5 L 4.5 R,SLS
212 | Linear Add | No | 42 |  | 0 | None | None | None | None | 42-Hydrostatic Lateral Pressure(Left & Right); WT at 4.5m Below GL & 1.5m below GL (Right) | UNEVEN WATER AND AIRCARFT LOAD, MIN VERT, MAX HORI,WL 1.5 L 4.5 R,SLS
212 | Linear Add | No | 43 |  | 0 | None | None | None | None | 43-Uplift (Base); WT at 4.5m Below GL & 1.5m below GL (Right) | UNEVEN WATER AND AIRCARFT LOAD, MIN VERT, MAX HORI,WL 1.5 L 4.5 R,SLS
212 | Linear Add | No | 51 |  | 1 | None | None | None | None | 51-Internal Live Load | UNEVEN WATER AND AIRCARFT LOAD, MIN VERT, MAX HORI,WL 1.5 L 4.5 R,SLS
212 | Linear Add | No | 52 |  | 1 | None | None | None | None | 52-Surcharge (Roof) | UNEVEN WATER AND AIRCARFT LOAD, MIN VERT, MAX HORI,WL 1.5 L 4.5 R,SLS
212 | Linear Add | No | 53 |  | 0 | None | None | None | None | 53-Lateral Surcharge (Left & Right) | UNEVEN WATER AND AIRCARFT LOAD, MIN VERT, MAX HORI,WL 1.5 L 4.5 R,SLS
212 | Linear Add | No | 54.1 |  | 1.5 | None | None | None | None | 54-Lateral Surcharge (Left) k0 | UNEVEN WATER AND AIRCARFT LOAD, MIN VERT, MAX HORI,WL 1.5 L 4.5 R,SLS
212 | Linear Add | No | 54.2 |  | 0 | None | None | None | None | 54-Lateral Surcharge (Left) ka | UNEVEN WATER AND AIRCARFT LOAD, MIN VERT, MAX HORI,WL 1.5 L 4.5 R,SLS
212 | Linear Add | No | 55.1 |  | 0 | None | None | None | None | 55-Lateral Surcharge (Right) k0 | UNEVEN WATER AND AIRCARFT LOAD, MIN VERT, MAX HORI,WL 1.5 L 4.5 R,SLS
212 | Linear Add | No | 55.2 |  | 1.5 | None | None | None | None | 55-Lateral Surcharge (Right) ka | UNEVEN WATER AND AIRCARFT LOAD, MIN VERT, MAX HORI,WL 1.5 L 4.5 R,SLS
212 | Linear Add | No | 56 |  | 0 | None | None | None | None | 56-Construction Load (Roof) | UNEVEN WATER AND AIRCARFT LOAD, MIN VERT, MAX HORI,WL 1.5 L 4.5 R,SLS
212 | Linear Add | No | 57 |  | 0 | None | None | None | None | 57-Lateral Construction (Left & Right) | UNEVEN WATER AND AIRCARFT LOAD, MIN VERT, MAX HORI,WL 1.5 L 4.5 R,SLS
212 | Linear Add | No | 17.1 |  | 0 | None | None | None | None | Eff. Vertical Soil Pressure Roof, 4.5m excavation above Roof Slab | UNEVEN WATER AND AIRCARFT LOAD, MIN VERT, MAX HORI,WL 1.5 L 4.5 R,SLS
212 | Linear Add | No | 31.1 |  | 0 | None | None | None | None | Hydrostatic Vertical Roof, WT 4.5m BGL | UNEVEN WATER AND AIRCARFT LOAD, MIN VERT, MAX HORI,WL 1.5 L 4.5 R,SLS
213 | Linear Add | No | 1 |  | 1 | None | None | None | None | Self weight (Self-weight) | UNEVEN WATER AND AIRCARFT LOAD, MIN VERT, MAX HORI,WL 4.5 L 1.5 R,SLS NO LL
213 | Linear Add | No | 2 |  | 1 | None | None | None | None | Permanent Superimposed Dead Load (Self-weight) | UNEVEN WATER AND AIRCARFT LOAD, MIN VERT, MAX HORI,WL 4.5 L 1.5 R,SLS NO LL
213 | Linear Add | No | 3 |  | 1 | None | None | None | None | Pavement (Self-weight) | UNEVEN WATER AND AIRCARFT LOAD, MIN VERT, MAX HORI,WL 4.5 L 1.5 R,SLS NO LL
213 | Linear Add | No | 4 |  | 1 | None | None | None | None | Horizontal Soil Pressure due to Pavement self-weight at Rest K0 (Self- weight) | UNEVEN WATER AND AIRCARFT LOAD, MIN VERT, MAX HORI,WL 4.5 L 1.5 R,SLS NO LL
213 | Linear Add | No | 5 |  | 0 | None | None | None | None | Horizontal Soil Pressure due to Pavement self-weight at Active Ka (Self- weight) | UNEVEN WATER AND AIRCARFT LOAD, MIN VERT, MAX HORI,WL 4.5 L 1.5 R,SLS NO LL
213 | Linear Add | No | 11 |  | 0 | None | None | None | None | Eff. Vertical Soil Pressure, WL at GL & +1.0m & base | UNEVEN WATER AND AIRCARFT LOAD, MIN VERT, MAX HORI,WL 4.5 L 1.5 R,SLS NO LL
213 | Linear Add | No | 12 |  | 0 | None | None | None | None | Eff. Horizontal Soil Pressure at Rest, K0, WL at GL & +1.0m & base L&R | UNEVEN WATER AND AIRCARFT LOAD, MIN VERT, MAX HORI,WL 4.5 L 1.5 R,SLS NO LL
213 | Linear Add | No | 13 |  | 0 | None | None | None | None | Total Vertical Soil Pressure Roof, WT at 5.0m BGL | UNEVEN WATER AND AIRCARFT LOAD, MIN VERT, MAX HORI,WL 4.5 L 1.5 R,SLS NO LL
213 | Linear Add | No | 14 |  | 0 | None | None | None | None | Eff. Horizontal Soil Pressure at Active, Ka, WT at 5.0mBGL L&R | UNEVEN WATER AND AIRCARFT LOAD, MIN VERT, MAX HORI,WL 4.5 L 1.5 R,SLS NO LL
213 | Linear Add | No | 15 |  | 0 | None | None | None | None | Eff. Vertical Soil Pressure, WL at base | UNEVEN WATER AND AIRCARFT LOAD, MIN VERT, MAX HORI,WL 4.5 L 1.5 R,SLS NO LL
213 | Linear Add | No | 16 |  | 0 | None | None | None | None | Eff. Horizontal Soil Pressure at Rest, K0, WL at base (L&R) | UNEVEN WATER AND AIRCARFT LOAD, MIN VERT, MAX HORI,WL 4.5 L 1.5 R,SLS NO LL
213 | Linear Add | No | 17 |  | 0 | None | None | None | None | Eff. Vertical Soil Pressure Roof, 1.5m excavation above Roof Slab | UNEVEN WATER AND AIRCARFT LOAD, MIN VERT, MAX HORI,WL 4.5 L 1.5 R,SLS NO LL
213 | Linear Add | No | 18 |  | 0 | None | None | None | None | Eff. Vertical Soil Pressure, WT at 1.5mBGL (L) and 4.5mBGL (R) | UNEVEN WATER AND AIRCARFT LOAD, MIN VERT, MAX HORI,WL 4.5 L 1.5 R,SLS NO LL
213 | Linear Add | No | 19 |  | 0 | None | None | None | None | Eff. Horizontal Soil Pressure at Rest, K0, WT at 1.5mBGL (L) and 4.5mBGL (R) L | UNEVEN WATER AND AIRCARFT LOAD, MIN VERT, MAX HORI,WL 4.5 L 1.5 R,SLS NO LL
213 | Linear Add | No | 20 |  | 0 | None | None | None | None | Eff. Horizontal Soil Pressure at Active, Ka,, WT at 1.5mBGL (L) and 4.5mBGL (R) R | UNEVEN WATER AND AIRCARFT LOAD, MIN VERT, MAX HORI,WL 4.5 L 1.5 R,SLS NO LL
213 | Linear Add | No | 21 |  | 1 | None | None | None | None | Eff. Vertical Soil Pressure, WT at 1.5mBGL (R) and 4.5mBGL (L) | UNEVEN WATER AND AIRCARFT LOAD, MIN VERT, MAX HORI,WL 4.5 L 1.5 R,SLS NO LL
213 | Linear Add | No | 22 |  | 1 | None | None | None | None | Eff. Horizontal Soil Pressure at Rest, K0,, WT at 1.5mBGL (R) and 4.5mBGL (L) R | UNEVEN WATER AND AIRCARFT LOAD, MIN VERT, MAX HORI,WL 4.5 L 1.5 R,SLS NO LL
213 | Linear Add | No | 23 |  | 1 | None | None | None | None | Eff. Horizontal Soil Pressure at Active, Ka,, WT at 1.5mBGL (R) and 4.5mBGL (L) L | UNEVEN WATER AND AIRCARFT LOAD, MIN VERT, MAX HORI,WL 4.5 L 1.5 R,SLS NO LL
213 | Linear Add | No | 31 |  | 0 | None | None | None | None | Hydrostatic Vertical Roof, WT at GL | UNEVEN WATER AND AIRCARFT LOAD, MIN VERT, MAX HORI,WL 4.5 L 1.5 R,SLS NO LL
213 | Linear Add | No | 32 |  | 0 | None | None | None | None | Hydrostatic Lateral , WT at GL L&R | UNEVEN WATER AND AIRCARFT LOAD, MIN VERT, MAX HORI,WL 4.5 L 1.5 R,SLS NO LL
213 | Linear Add | No | 33 |  | 0 | None | None | None | None | Hydrostatic Uplift Base, WT at GL | UNEVEN WATER AND AIRCARFT LOAD, MIN VERT, MAX HORI,WL 4.5 L 1.5 R,SLS NO LL
213 | Linear Add | No | 34 |  | 0 | None | None | None | None | Hydrostatic Vertical Roof, WT at FL +1.0m,Hydrostatic Lateral , WT at FL +1.0m L&R, Hydrostatic Uplift Base, WT at FL +1.0m | UNEVEN WATER AND AIRCARFT LOAD, MIN VERT, MAX HORI,WL 4.5 L 1.5 R,SLS NO LL
213 | Linear Add | No | 35 |  | 0 | None | None | None | None | 35-Hydrostatic Vertical + Uplift Pressure ; WT at 5m Below GL | UNEVEN WATER AND AIRCARFT LOAD, MIN VERT, MAX HORI,WL 4.5 L 1.5 R,SLS NO LL
213 | Linear Add | No | 36 |  | 0 | None | None | None | None | 36-Hydrostatic Lateral Pressure ( Left & Right); WT at 5m Below GL | UNEVEN WATER AND AIRCARFT LOAD, MIN VERT, MAX HORI,WL 4.5 L 1.5 R,SLS NO LL
213 | Linear Add | No | 37 |  | 0 | None | None | None | None | 37-Hydrostatic Vertical and Uplift (Roof & Base); WT at 1.5m below GL due to excavation | UNEVEN WATER AND AIRCARFT LOAD, MIN VERT, MAX HORI,WL 4.5 L 1.5 R,SLS NO LL
213 | Linear Add | No | 38 |  | 0 | None | None | None | None | 38-Hydrostatic Vertical Pressure (Roof); WT at 1.5m Below GL & 4.5m below GL (Right) | UNEVEN WATER AND AIRCARFT LOAD, MIN VERT, MAX HORI,WL 4.5 L 1.5 R,SLS NO LL
213 | Linear Add | No | 39 |  | 0 | None | None | None | None | 39-Hydrostatic Lateral Pressure(Left & Right); WT at 1.5m Below GL & 4.5m below GL (Right) | UNEVEN WATER AND AIRCARFT LOAD, MIN VERT, MAX HORI,WL 4.5 L 1.5 R,SLS NO LL
213 | Linear Add | No | 40 |  | 0 | None | None | None | None | 40-Uplift (Base); WT at 1.5m Below GL & 4.5m below GL (Right) | UNEVEN WATER AND AIRCARFT LOAD, MIN VERT, MAX HORI,WL 4.5 L 1.5 R,SLS NO LL
213 | Linear Add | No | 41 |  | 1 | None | None | None | None | 41-Hydrostatic Vertical Pressure (Roof); WT at 4.5m Below GL & 1.5m below GL (Right) | UNEVEN WATER AND AIRCARFT LOAD, MIN VERT, MAX HORI,WL 4.5 L 1.5 R,SLS NO LL
213 | Linear Add | No | 42 |  | 1 | None | None | None | None | 42-Hydrostatic Lateral Pressure(Left & Right); WT at 4.5m Below GL & 1.5m below GL (Right) | UNEVEN WATER AND AIRCARFT LOAD, MIN VERT, MAX HORI,WL 4.5 L 1.5 R,SLS NO LL
213 | Linear Add | No | 43 |  | 1 | None | None | None | None | 43-Uplift (Base); WT at 4.5m Below GL & 1.5m below GL (Right) | UNEVEN WATER AND AIRCARFT LOAD, MIN VERT, MAX HORI,WL 4.5 L 1.5 R,SLS NO LL
213 | Linear Add | No | 51 |  | 0 | None | None | None | None | 51-Internal Live Load | UNEVEN WATER AND AIRCARFT LOAD, MIN VERT, MAX HORI,WL 4.5 L 1.5 R,SLS NO LL
213 | Linear Add | No | 52 |  | 0 | None | None | None | None | 52-Surcharge (Roof) | UNEVEN WATER AND AIRCARFT LOAD, MIN VERT, MAX HORI,WL 4.5 L 1.5 R,SLS NO LL
213 | Linear Add | No | 53 |  | 0 | None | None | None | None | 53-Lateral Surcharge (Left & Right) | UNEVEN WATER AND AIRCARFT LOAD, MIN VERT, MAX HORI,WL 4.5 L 1.5 R,SLS NO LL
213 | Linear Add | No | 54.1 |  | 0 | None | None | None | None | 54-Lateral Surcharge (Left) k0 | UNEVEN WATER AND AIRCARFT LOAD, MIN VERT, MAX HORI,WL 4.5 L 1.5 R,SLS NO LL
213 | Linear Add | No | 54.2 |  | 1 | None | None | None | None | 54-Lateral Surcharge (Left) ka | UNEVEN WATER AND AIRCARFT LOAD, MIN VERT, MAX HORI,WL 4.5 L 1.5 R,SLS NO LL
213 | Linear Add | No | 55.1 |  | 1 | None | None | None | None | 55-Lateral Surcharge (Right) k0 | UNEVEN WATER AND AIRCARFT LOAD, MIN VERT, MAX HORI,WL 4.5 L 1.5 R,SLS NO LL
213 | Linear Add | No | 55.2 |  | 0 | None | None | None | None | 55-Lateral Surcharge (Right) ka | UNEVEN WATER AND AIRCARFT LOAD, MIN VERT, MAX HORI,WL 4.5 L 1.5 R,SLS NO LL
213 | Linear Add | No | 56 |  | 0 | None | None | None | None | 56-Construction Load (Roof) | UNEVEN WATER AND AIRCARFT LOAD, MIN VERT, MAX HORI,WL 4.5 L 1.5 R,SLS NO LL
213 | Linear Add | No | 57 |  | 0 | None | None | None | None | 57-Lateral Construction (Left & Right) | UNEVEN WATER AND AIRCARFT LOAD, MIN VERT, MAX HORI,WL 4.5 L 1.5 R,SLS NO LL
213 | Linear Add | No | 17.1 |  | 0 | None | None | None | None | Eff. Vertical Soil Pressure Roof, 4.5m excavation above Roof Slab | UNEVEN WATER AND AIRCARFT LOAD, MIN VERT, MAX HORI,WL 4.5 L 1.5 R,SLS NO LL
213 | Linear Add | No | 31.1 |  | 0 | None | None | None | None | Hydrostatic Vertical Roof, WT 4.5m BGL | UNEVEN WATER AND AIRCARFT LOAD, MIN VERT, MAX HORI,WL 4.5 L 1.5 R,SLS NO LL
214 | Linear Add | No | 1 |  | 1 | None | None | None | None | Self weight (Self-weight) | UNEVEN WATER AND AIRCARFT LOAD, MIN VERT, MAX HORI,WL 4.5 L 1.5 R,SLS
214 | Linear Add | No | 2 |  | 1 | None | None | None | None | Permanent Superimposed Dead Load (Self-weight) | UNEVEN WATER AND AIRCARFT LOAD, MIN VERT, MAX HORI,WL 4.5 L 1.5 R,SLS
214 | Linear Add | No | 3 |  | 1 | None | None | None | None | Pavement (Self-weight) | UNEVEN WATER AND AIRCARFT LOAD, MIN VERT, MAX HORI,WL 4.5 L 1.5 R,SLS
214 | Linear Add | No | 4 |  | 1 | None | None | None | None | Horizontal Soil Pressure due to Pavement self-weight at Rest K0 (Self- weight) | UNEVEN WATER AND AIRCARFT LOAD, MIN VERT, MAX HORI,WL 4.5 L 1.5 R,SLS
214 | Linear Add | No | 5 |  | 0 | None | None | None | None | Horizontal Soil Pressure due to Pavement self-weight at Active Ka (Self- weight) | UNEVEN WATER AND AIRCARFT LOAD, MIN VERT, MAX HORI,WL 4.5 L 1.5 R,SLS
214 | Linear Add | No | 11 |  | 0 | None | None | None | None | Eff. Vertical Soil Pressure, WL at GL & +1.0m & base | UNEVEN WATER AND AIRCARFT LOAD, MIN VERT, MAX HORI,WL 4.5 L 1.5 R,SLS
214 | Linear Add | No | 12 |  | 0 | None | None | None | None | Eff. Horizontal Soil Pressure at Rest, K0, WL at GL & +1.0m & base L&R | UNEVEN WATER AND AIRCARFT LOAD, MIN VERT, MAX HORI,WL 4.5 L 1.5 R,SLS
214 | Linear Add | No | 13 |  | 0 | None | None | None | None | Total Vertical Soil Pressure Roof, WT at 5.0m BGL | UNEVEN WATER AND AIRCARFT LOAD, MIN VERT, MAX HORI,WL 4.5 L 1.5 R,SLS
214 | Linear Add | No | 14 |  | 0 | None | None | None | None | Eff. Horizontal Soil Pressure at Active, Ka, WT at 5.0mBGL L&R | UNEVEN WATER AND AIRCARFT LOAD, MIN VERT, MAX HORI,WL 4.5 L 1.5 R,SLS
214 | Linear Add | No | 15 |  | 0 | None | None | None | None | Eff. Vertical Soil Pressure, WL at base | UNEVEN WATER AND AIRCARFT LOAD, MIN VERT, MAX HORI,WL 4.5 L 1.5 R,SLS
214 | Linear Add | No | 16 |  | 0 | None | None | None | None | Eff. Horizontal Soil Pressure at Rest, K0, WL at base (L&R) | UNEVEN WATER AND AIRCARFT LOAD, MIN VERT, MAX HORI,WL 4.5 L 1.5 R,SLS
214 | Linear Add | No | 17 |  | 0 | None | None | None | None | Eff. Vertical Soil Pressure Roof, 1.5m excavation above Roof Slab | UNEVEN WATER AND AIRCARFT LOAD, MIN VERT, MAX HORI,WL 4.5 L 1.5 R,SLS
214 | Linear Add | No | 18 |  | 0 | None | None | None | None | Eff. Vertical Soil Pressure, WT at 1.5mBGL (L) and 4.5mBGL (R) | UNEVEN WATER AND AIRCARFT LOAD, MIN VERT, MAX HORI,WL 4.5 L 1.5 R,SLS
214 | Linear Add | No | 19 |  | 0 | None | None | None | None | Eff. Horizontal Soil Pressure at Rest, K0, WT at 1.5mBGL (L) and 4.5mBGL (R) L | UNEVEN WATER AND AIRCARFT LOAD, MIN VERT, MAX HORI,WL 4.5 L 1.5 R,SLS
214 | Linear Add | No | 20 |  | 0 | None | None | None | None | Eff. Horizontal Soil Pressure at Active, Ka,, WT at 1.5mBGL (L) and 4.5mBGL (R) R | UNEVEN WATER AND AIRCARFT LOAD, MIN VERT, MAX HORI,WL 4.5 L 1.5 R,SLS
214 | Linear Add | No | 21 |  | 1 | None | None | None | None | Eff. Vertical Soil Pressure, WT at 1.5mBGL (R) and 4.5mBGL (L) | UNEVEN WATER AND AIRCARFT LOAD, MIN VERT, MAX HORI,WL 4.5 L 1.5 R,SLS
214 | Linear Add | No | 22 |  | 1 | None | None | None | None | Eff. Horizontal Soil Pressure at Rest, K0,, WT at 1.5mBGL (R) and 4.5mBGL (L) R | UNEVEN WATER AND AIRCARFT LOAD, MIN VERT, MAX HORI,WL 4.5 L 1.5 R,SLS
214 | Linear Add | No | 23 |  | 1 | None | None | None | None | Eff. Horizontal Soil Pressure at Active, Ka,, WT at 1.5mBGL (R) and 4.5mBGL (L) L | UNEVEN WATER AND AIRCARFT LOAD, MIN VERT, MAX HORI,WL 4.5 L 1.5 R,SLS
214 | Linear Add | No | 31 |  | 0 | None | None | None | None | Hydrostatic Vertical Roof, WT at GL | UNEVEN WATER AND AIRCARFT LOAD, MIN VERT, MAX HORI,WL 4.5 L 1.5 R,SLS
214 | Linear Add | No | 32 |  | 0 | None | None | None | None | Hydrostatic Lateral , WT at GL L&R | UNEVEN WATER AND AIRCARFT LOAD, MIN VERT, MAX HORI,WL 4.5 L 1.5 R,SLS
214 | Linear Add | No | 33 |  | 0 | None | None | None | None | Hydrostatic Uplift Base, WT at GL | UNEVEN WATER AND AIRCARFT LOAD, MIN VERT, MAX HORI,WL 4.5 L 1.5 R,SLS
214 | Linear Add | No | 34 |  | 0 | None | None | None | None | Hydrostatic Vertical Roof, WT at FL +1.0m,Hydrostatic Lateral , WT at FL +1.0m L&R, Hydrostatic Uplift Base, WT at FL +1.0m | UNEVEN WATER AND AIRCARFT LOAD, MIN VERT, MAX HORI,WL 4.5 L 1.5 R,SLS
214 | Linear Add | No | 35 |  | 0 | None | None | None | None | 35-Hydrostatic Vertical + Uplift Pressure ; WT at 5m Below GL | UNEVEN WATER AND AIRCARFT LOAD, MIN VERT, MAX HORI,WL 4.5 L 1.5 R,SLS
214 | Linear Add | No | 36 |  | 0 | None | None | None | None | 36-Hydrostatic Lateral Pressure ( Left & Right); WT at 5m Below GL | UNEVEN WATER AND AIRCARFT LOAD, MIN VERT, MAX HORI,WL 4.5 L 1.5 R,SLS
214 | Linear Add | No | 37 |  | 0 | None | None | None | None | 37-Hydrostatic Vertical and Uplift (Roof & Base); WT at 1.5m below GL due to excavation | UNEVEN WATER AND AIRCARFT LOAD, MIN VERT, MAX HORI,WL 4.5 L 1.5 R,SLS
214 | Linear Add | No | 38 |  | 0 | None | None | None | None | 38-Hydrostatic Vertical Pressure (Roof); WT at 1.5m Below GL & 4.5m below GL (Right) | UNEVEN WATER AND AIRCARFT LOAD, MIN VERT, MAX HORI,WL 4.5 L 1.5 R,SLS
214 | Linear Add | No | 39 |  | 0 | None | None | None | None | 39-Hydrostatic Lateral Pressure(Left & Right); WT at 1.5m Below GL & 4.5m below GL (Right) | UNEVEN WATER AND AIRCARFT LOAD, MIN VERT, MAX HORI,WL 4.5 L 1.5 R,SLS
214 | Linear Add | No | 40 |  | 0 | None | None | None | None | 40-Uplift (Base); WT at 1.5m Below GL & 4.5m below GL (Right) | UNEVEN WATER AND AIRCARFT LOAD, MIN VERT, MAX HORI,WL 4.5 L 1.5 R,SLS
214 | Linear Add | No | 41 |  | 1 | None | None | None | None | 41-Hydrostatic Vertical Pressure (Roof); WT at 4.5m Below GL & 1.5m below GL (Right) | UNEVEN WATER AND AIRCARFT LOAD, MIN VERT, MAX HORI,WL 4.5 L 1.5 R,SLS
214 | Linear Add | No | 42 |  | 1 | None | None | None | None | 42-Hydrostatic Lateral Pressure(Left & Right); WT at 4.5m Below GL & 1.5m below GL (Right) | UNEVEN WATER AND AIRCARFT LOAD, MIN VERT, MAX HORI,WL 4.5 L 1.5 R,SLS
214 | Linear Add | No | 43 |  | 1 | None | None | None | None | 43-Uplift (Base); WT at 4.5m Below GL & 1.5m below GL (Right) | UNEVEN WATER AND AIRCARFT LOAD, MIN VERT, MAX HORI,WL 4.5 L 1.5 R,SLS
214 | Linear Add | No | 51 |  | 1 | None | None | None | None | 51-Internal Live Load | UNEVEN WATER AND AIRCARFT LOAD, MIN VERT, MAX HORI,WL 4.5 L 1.5 R,SLS
214 | Linear Add | No | 52 |  | 1 | None | None | None | None | 52-Surcharge (Roof) | UNEVEN WATER AND AIRCARFT LOAD, MIN VERT, MAX HORI,WL 4.5 L 1.5 R,SLS
214 | Linear Add | No | 53 |  | 0 | None | None | None | None | 53-Lateral Surcharge (Left & Right) | UNEVEN WATER AND AIRCARFT LOAD, MIN VERT, MAX HORI,WL 4.5 L 1.5 R,SLS
214 | Linear Add | No | 54.1 |  | 0 | None | None | None | None | 54-Lateral Surcharge (Left) k0 | UNEVEN WATER AND AIRCARFT LOAD, MIN VERT, MAX HORI,WL 4.5 L 1.5 R,SLS
214 | Linear Add | No | 54.2 |  | 1 | None | None | None | None | 54-Lateral Surcharge (Left) ka | UNEVEN WATER AND AIRCARFT LOAD, MIN VERT, MAX HORI,WL 4.5 L 1.5 R,SLS
214 | Linear Add | No | 55.1 |  | 1 | None | None | None | None | 55-Lateral Surcharge (Right) k0 | UNEVEN WATER AND AIRCARFT LOAD, MIN VERT, MAX HORI,WL 4.5 L 1.5 R,SLS
214 | Linear Add | No | 55.2 |  | 0 | None | None | None | None | 55-Lateral Surcharge (Right) ka | UNEVEN WATER AND AIRCARFT LOAD, MIN VERT, MAX HORI,WL 4.5 L 1.5 R,SLS
214 | Linear Add | No | 56 |  | 0 | None | None | None | None | 56-Construction Load (Roof) | UNEVEN WATER AND AIRCARFT LOAD, MIN VERT, MAX HORI,WL 4.5 L 1.5 R,SLS
214 | Linear Add | No | 57 |  | 0 | None | None | None | None | 57-Lateral Construction (Left & Right) | UNEVEN WATER AND AIRCARFT LOAD, MIN VERT, MAX HORI,WL 4.5 L 1.5 R,SLS
214 | Linear Add | No | 17.1 |  | 0 | None | None | None | None | Eff. Vertical Soil Pressure Roof, 4.5m excavation above Roof Slab | UNEVEN WATER AND AIRCARFT LOAD, MIN VERT, MAX HORI,WL 4.5 L 1.5 R,SLS
214 | Linear Add | No | 31.1 |  | 0 | None | None | None | None | Hydrostatic Vertical Roof, WT 4.5m BGL | UNEVEN WATER AND AIRCARFT LOAD, MIN VERT, MAX HORI,WL 4.5 L 1.5 R,SLS
Type | Linear Add | No | 1 |  |  | None | None | None | None | Self weight (Self-weight) | #N/A
Type | Linear Add | No | 2 |  |  | None | None | None | None | Permanent Superimposed Dead Load (Self-weight) | #N/A
Type | Linear Add | No | 3 |  |  | None | None | None | None | Pavement (Self-weight) | #N/A
Type | Linear Add | No | 4 |  |  | None | None | None | None | Horizontal Soil Pressure due to Pavement self-weight at Rest K0 (Self- weight) | #N/A
Type | Linear Add | No | 5 |  |  | None | None | None | None | Horizontal Soil Pressure due to Pavement self-weight at Active Ka (Self- weight) | #N/A
Type | Linear Add | No | 11 |  |  | None | None | None | None | Eff. Vertical Soil Pressure, WL at GL & +1.0m & base | #N/A
Type | Linear Add | No | 12 |  |  | None | None | None | None | Eff. Horizontal Soil Pressure at Rest, K0, WL at GL & +1.0m & base L&R | #N/A
Type | Linear Add | No | 13 |  |  | None | None | None | None | Total Vertical Soil Pressure Roof, WT at 5.0m BGL | #N/A
Type | Linear Add | No | 14 |  |  | None | None | None | None | Eff. Horizontal Soil Pressure at Active, Ka, WT at 5.0mBGL L&R | #N/A
Type | Linear Add | No | 15 |  |  | None | None | None | None | Eff. Vertical Soil Pressure, WL at base | #N/A
Type | Linear Add | No | 16 |  |  | None | None | None | None | Eff. Horizontal Soil Pressure at Rest, K0, WL at base (L&R) | #N/A
Type | Linear Add | No | 17 |  |  | None | None | None | None | Eff. Vertical Soil Pressure Roof, 1.5m excavation above Roof Slab | #N/A
Type | Linear Add | No | 18 |  |  | None | None | None | None | Eff. Vertical Soil Pressure, WT at 1.5mBGL (L) and 4.5mBGL (R) | #N/A
Type | Linear Add | No | 19 |  |  | None | None | None | None | Eff. Horizontal Soil Pressure at Rest, K0, WT at 1.5mBGL (L) and 4.5mBGL (R) L | #N/A
Type | Linear Add | No | 20 |  |  | None | None | None | None | Eff. Horizontal Soil Pressure at Active, Ka,, WT at 1.5mBGL (L) and 4.5mBGL (R) R | #N/A
Type | Linear Add | No | 21 |  |  | None | None | None | None | Eff. Vertical Soil Pressure, WT at 1.5mBGL (R) and 4.5mBGL (L) | #N/A
Type | Linear Add | No | 22 |  |  | None | None | None | None | Eff. Horizontal Soil Pressure at Rest, K0,, WT at 1.5mBGL (R) and 4.5mBGL (L) R | #N/A
Type | Linear Add | No | 23 |  |  | None | None | None | None | Eff. Horizontal Soil Pressure at Active, Ka,, WT at 1.5mBGL (R) and 4.5mBGL (L) L | #N/A
Type | Linear Add | No | 31 |  |  | None | None | None | None | Hydrostatic Vertical Roof, WT at GL | #N/A
Type | Linear Add | No | 32 |  |  | None | None | None | None | Hydrostatic Lateral , WT at GL L&R | #N/A
Type | Linear Add | No | 33 |  |  | None | None | None | None | Hydrostatic Uplift Base, WT at GL | #N/A
Type | Linear Add | No | 34 |  |  | None | None | None | None | Hydrostatic Vertical Roof, WT at FL +1.0m,Hydrostatic Lateral , WT at FL +1.0m L&R, Hydrostatic Uplift Base, WT at FL +1.0m | #N/A
Type | Linear Add | No | 35 |  |  | None | None | None | None | 35-Hydrostatic Vertical + Uplift Pressure ; WT at 5m Below GL | #N/A
Type | Linear Add | No | 36 |  |  | None | None | None | None | 36-Hydrostatic Lateral Pressure ( Left & Right); WT at 5m Below GL | #N/A
Type | Linear Add | No | 37 |  |  | None | None | None | None | 37-Hydrostatic Vertical and Uplift (Roof & Base); WT at 1.5m below GL due to excavation | #N/A
Type | Linear Add | No | 38 |  |  | None | None | None | None | 38-Hydrostatic Vertical Pressure (Roof); WT at 1.5m Below GL & 4.5m below GL (Right) | #N/A
Type | Linear Add | No | 39 |  |  | None | None | None | None | 39-Hydrostatic Lateral Pressure(Left & Right); WT at 1.5m Below GL & 4.5m below GL (Right) | #N/A
Type | Linear Add | No | 40 |  |  | None | None | None | None | 40-Uplift (Base); WT at 1.5m Below GL & 4.5m below GL (Right) | #N/A
Type | Linear Add | No | 41 |  |  | None | None | None | None | 41-Hydrostatic Vertical Pressure (Roof); WT at 4.5m Below GL & 1.5m below GL (Right) | #N/A
Type | Linear Add | No | 42 |  |  | None | None | None | None | 42-Hydrostatic Lateral Pressure(Left & Right); WT at 4.5m Below GL & 1.5m below GL (Right) | #N/A
Type | Linear Add | No | 43 |  |  | None | None | None | None | 43-Uplift (Base); WT at 4.5m Below GL & 1.5m below GL (Right) | #N/A
Type | Linear Add | No | 51 |  |  | None | None | None | None | 51-Internal Live Load | #N/A
Type | Linear Add | No | 52 |  |  | None | None | None | None | 52-Surcharge (Roof) | #N/A
Type | Linear Add | No | 53 |  |  | None | None | None | None | 53-Lateral Surcharge (Left & Right) | #N/A
Type | Linear Add | No | 54.1 |  |  | None | None | None | None | 54-Lateral Surcharge (Left) k0 | #N/A
Type | Linear Add | No | 54.2 |  |  | None | None | None | None | 54-Lateral Surcharge (Left) ka | #N/A
Type | Linear Add | No | 55.1 |  |  | None | None | None | None | 55-Lateral Surcharge (Right) k0 | #N/A
Type | Linear Add | No | 55.2 |  |  | None | None | None | None | 55-Lateral Surcharge (Right) ka | #N/A
Type | Linear Add | No | 56 |  |  | None | None | None | None | 56-Construction Load (Roof) | #N/A
Type | Linear Add | No | 57 |  |  | None | None | None | None | 57-Lateral Construction (Left & Right) | #N/A
Type | Linear Add | No | 17.1 |  |  | None | None | None | None | Eff. Vertical Soil Pressure Roof, 4.5m excavation above Roof Slab | #N/A
Type | Linear Add | No | 31.1 |  |  | None | None | None | None | Hydrostatic Vertical Roof, WT 4.5m BGL | #N/A
UPL_SLS | Linear Add | No | 1 |  | 1 | None | None | None | None | Self weight (Self-weight) | EXCAV GL -4.5,WL GL, no SDL, SLS
UPL_SLS | Linear Add | No | 2 |  | 0 | None | None | None | None | Permanent Superimposed Dead Load (Self-weight) | EXCAV GL -4.5,WL GL, no SDL, SLS
UPL_SLS | Linear Add | No | 3 |  | 0 | None | None | None | None | Pavement (Self-weight) | EXCAV GL -4.5,WL GL, no SDL, SLS
UPL_SLS | Linear Add | No | 4 |  | 0 | None | None | None | None | Horizontal Soil Pressure due to Pavement self-weight at Rest K0 (Self- weight) | EXCAV GL -4.5,WL GL, no SDL, SLS
UPL_SLS | Linear Add | No | 5 |  | 0 | None | None | None | None | Horizontal Soil Pressure due to Pavement self-weight at Active Ka (Self- weight) | EXCAV GL -4.5,WL GL, no SDL, SLS
UPL_SLS | Linear Add | No | 11 |  | 0 | None | None | None | None | Eff. Vertical Soil Pressure, WL at GL & +1.0m & base | EXCAV GL -4.5,WL GL, no SDL, SLS
UPL_SLS | Linear Add | No | 12 |  | 0 | None | None | None | None | Eff. Horizontal Soil Pressure at Rest, K0, WL at GL & +1.0m & base L&R | EXCAV GL -4.5,WL GL, no SDL, SLS
UPL_SLS | Linear Add | No | 13 |  | 0 | None | None | None | None | Total Vertical Soil Pressure Roof, WT at 5.0m BGL | EXCAV GL -4.5,WL GL, no SDL, SLS
UPL_SLS | Linear Add | No | 14 |  | 0 | None | None | None | None | Eff. Horizontal Soil Pressure at Active, Ka, WT at 5.0mBGL L&R | EXCAV GL -4.5,WL GL, no SDL, SLS
UPL_SLS | Linear Add | No | 15 |  | 0 | None | None | None | None | Eff. Vertical Soil Pressure, WL at base | EXCAV GL -4.5,WL GL, no SDL, SLS
UPL_SLS | Linear Add | No | 16 |  | 0 | None | None | None | None | Eff. Horizontal Soil Pressure at Rest, K0, WL at base (L&R) | EXCAV GL -4.5,WL GL, no SDL, SLS
UPL_SLS | Linear Add | No | 17 |  | 0 | None | None | None | None | Eff. Vertical Soil Pressure Roof, 1.5m excavation above Roof Slab | EXCAV GL -4.5,WL GL, no SDL, SLS
UPL_SLS | Linear Add | No | 18 |  | 0 | None | None | None | None | Eff. Vertical Soil Pressure, WT at 1.5mBGL (L) and 4.5mBGL (R) | EXCAV GL -4.5,WL GL, no SDL, SLS
UPL_SLS | Linear Add | No | 19 |  | 0 | None | None | None | None | Eff. Horizontal Soil Pressure at Rest, K0, WT at 1.5mBGL (L) and 4.5mBGL (R) L | EXCAV GL -4.5,WL GL, no SDL, SLS
UPL_SLS | Linear Add | No | 20 |  | 0 | None | None | None | None | Eff. Horizontal Soil Pressure at Active, Ka,, WT at 1.5mBGL (L) and 4.5mBGL (R) R | EXCAV GL -4.5,WL GL, no SDL, SLS
UPL_SLS | Linear Add | No | 21 |  | 0 | None | None | None | None | Eff. Vertical Soil Pressure, WT at 1.5mBGL (R) and 4.5mBGL (L) | EXCAV GL -4.5,WL GL, no SDL, SLS
UPL_SLS | Linear Add | No | 22 |  | 0 | None | None | None | None | Eff. Horizontal Soil Pressure at Rest, K0,, WT at 1.5mBGL (R) and 4.5mBGL (L) R | EXCAV GL -4.5,WL GL, no SDL, SLS
UPL_SLS | Linear Add | No | 23 |  | 0 | None | None | None | None | Eff. Horizontal Soil Pressure at Active, Ka,, WT at 1.5mBGL (R) and 4.5mBGL (L) L | EXCAV GL -4.5,WL GL, no SDL, SLS
UPL_SLS | Linear Add | No | 31 |  | 0 | None | None | None | None | Hydrostatic Vertical Roof, WT at GL | EXCAV GL -4.5,WL GL, no SDL, SLS
UPL_SLS | Linear Add | No | 32 |  | 0 | None | None | None | None | Hydrostatic Lateral , WT at GL L&R | EXCAV GL -4.5,WL GL, no SDL, SLS
UPL_SLS | Linear Add | No | 33 |  | 1 | None | None | None | None | Hydrostatic Uplift Base, WT at GL | EXCAV GL -4.5,WL GL, no SDL, SLS
UPL_SLS | Linear Add | No | 34 |  | 0 | None | None | None | None | Hydrostatic Vertical Roof, WT at FL +1.0m,Hydrostatic Lateral , WT at FL +1.0m L&R, Hydrostatic Uplift Base, WT at FL +1.0m | EXCAV GL -4.5,WL GL, no SDL, SLS
UPL_SLS | Linear Add | No | 35 |  | 0 | None | None | None | None | 35-Hydrostatic Vertical + Uplift Pressure ; WT at 5m Below GL | EXCAV GL -4.5,WL GL, no SDL, SLS
UPL_SLS | Linear Add | No | 36 |  | 0 | None | None | None | None | 36-Hydrostatic Lateral Pressure ( Left & Right); WT at 5m Below GL | EXCAV GL -4.5,WL GL, no SDL, SLS
UPL_SLS | Linear Add | No | 37 |  | 0 | None | None | None | None | 37-Hydrostatic Vertical and Uplift (Roof & Base); WT at 1.5m below GL due to excavation | EXCAV GL -4.5,WL GL, no SDL, SLS
UPL_SLS | Linear Add | No | 38 |  | 0 | None | None | None | None | 38-Hydrostatic Vertical Pressure (Roof); WT at 1.5m Below GL & 4.5m below GL (Right) | EXCAV GL -4.5,WL GL, no SDL, SLS
UPL_SLS | Linear Add | No | 39 |  | 0 | None | None | None | None | 39-Hydrostatic Lateral Pressure(Left & Right); WT at 1.5m Below GL & 4.5m below GL (Right) | EXCAV GL -4.5,WL GL, no SDL, SLS
UPL_SLS | Linear Add | No | 40 |  | 0 | None | None | None | None | 40-Uplift (Base); WT at 1.5m Below GL & 4.5m below GL (Right) | EXCAV GL -4.5,WL GL, no SDL, SLS
UPL_SLS | Linear Add | No | 41 |  | 0 | None | None | None | None | 41-Hydrostatic Vertical Pressure (Roof); WT at 4.5m Below GL & 1.5m below GL (Right) | EXCAV GL -4.5,WL GL, no SDL, SLS
UPL_SLS | Linear Add | No | 42 |  | 0 | None | None | None | None | 42-Hydrostatic Lateral Pressure(Left & Right); WT at 4.5m Below GL & 1.5m below GL (Right) | EXCAV GL -4.5,WL GL, no SDL, SLS
UPL_SLS | Linear Add | No | 43 |  | 0 | None | None | None | None | 43-Uplift (Base); WT at 4.5m Below GL & 1.5m below GL (Right) | EXCAV GL -4.5,WL GL, no SDL, SLS
UPL_SLS | Linear Add | No | 51 |  | 0 | None | None | None | None | 51-Internal Live Load | EXCAV GL -4.5,WL GL, no SDL, SLS
UPL_SLS | Linear Add | No | 52 |  | 0 | None | None | None | None | 52-Surcharge (Roof) | EXCAV GL -4.5,WL GL, no SDL, SLS
UPL_SLS | Linear Add | No | 53 |  | 0 | None | None | None | None | 53-Lateral Surcharge (Left & Right) | EXCAV GL -4.5,WL GL, no SDL, SLS
UPL_SLS | Linear Add | No | 54.1 |  | 0 | None | None | None | None | 54-Lateral Surcharge (Left) k0 | EXCAV GL -4.5,WL GL, no SDL, SLS
UPL_SLS | Linear Add | No | 54.2 |  | 0 | None | None | None | None | 54-Lateral Surcharge (Left) ka | EXCAV GL -4.5,WL GL, no SDL, SLS
UPL_SLS | Linear Add | No | 55.1 |  | 0 | None | None | None | None | 55-Lateral Surcharge (Right) k0 | EXCAV GL -4.5,WL GL, no SDL, SLS
UPL_SLS | Linear Add | No | 55.2 |  | 0 | None | None | None | None | 55-Lateral Surcharge (Right) ka | EXCAV GL -4.5,WL GL, no SDL, SLS
UPL_SLS | Linear Add | No | 56 |  | 0 | None | None | None | None | 56-Construction Load (Roof) | EXCAV GL -4.5,WL GL, no SDL, SLS
UPL_SLS | Linear Add | No | 57 |  | 0 | None | None | None | None | 57-Lateral Construction (Left & Right) | EXCAV GL -4.5,WL GL, no SDL, SLS
UPL_SLS | Linear Add | No | 17.1 |  | 1 | None | None | None | None | Eff. Vertical Soil Pressure Roof, 4.5m excavation above Roof Slab | EXCAV GL -4.5,WL GL, no SDL, SLS
UPL_SLS | Linear Add | No | 31.1 |  | 1 | None | None | None | None | Hydrostatic Vertical Roof, WT 4.5m BGL | EXCAV GL -4.5,WL GL, no SDL, SLS
UPL_ULS | Linear Add | No | 1 |  | 0.9 | None | None | None | None | Self weight (Self-weight) | EXCAV GL -4.5,WL GL, no SDL, ULS
UPL_ULS | Linear Add | No | 2 |  | 0 | None | None | None | None | Permanent Superimposed Dead Load (Self-weight) | EXCAV GL -4.5,WL GL, no SDL, ULS
UPL_ULS | Linear Add | No | 3 |  | 0 | None | None | None | None | Pavement (Self-weight) | EXCAV GL -4.5,WL GL, no SDL, ULS
UPL_ULS | Linear Add | No | 4 |  | 0 | None | None | None | None | Horizontal Soil Pressure due to Pavement self-weight at Rest K0 (Self- weight) | EXCAV GL -4.5,WL GL, no SDL, ULS
UPL_ULS | Linear Add | No | 5 |  | 0 | None | None | None | None | Horizontal Soil Pressure due to Pavement self-weight at Active Ka (Self- weight) | EXCAV GL -4.5,WL GL, no SDL, ULS
UPL_ULS | Linear Add | No | 11 |  | 0 | None | None | None | None | Eff. Vertical Soil Pressure, WL at GL & +1.0m & base | EXCAV GL -4.5,WL GL, no SDL, ULS
UPL_ULS | Linear Add | No | 12 |  | 0 | None | None | None | None | Eff. Horizontal Soil Pressure at Rest, K0, WL at GL & +1.0m & base L&R | EXCAV GL -4.5,WL GL, no SDL, ULS
UPL_ULS | Linear Add | No | 13 |  | 0 | None | None | None | None | Total Vertical Soil Pressure Roof, WT at 5.0m BGL | EXCAV GL -4.5,WL GL, no SDL, ULS
UPL_ULS | Linear Add | No | 14 |  | 0 | None | None | None | None | Eff. Horizontal Soil Pressure at Active, Ka, WT at 5.0mBGL L&R | EXCAV GL -4.5,WL GL, no SDL, ULS
UPL_ULS | Linear Add | No | 15 |  | 0 | None | None | None | None | Eff. Vertical Soil Pressure, WL at base | EXCAV GL -4.5,WL GL, no SDL, ULS
UPL_ULS | Linear Add | No | 16 |  | 0 | None | None | None | None | Eff. Horizontal Soil Pressure at Rest, K0, WL at base (L&R) | EXCAV GL -4.5,WL GL, no SDL, ULS
UPL_ULS | Linear Add | No | 17 |  | 0 | None | None | None | None | Eff. Vertical Soil Pressure Roof, 1.5m excavation above Roof Slab | EXCAV GL -4.5,WL GL, no SDL, ULS
UPL_ULS | Linear Add | No | 18 |  | 0 | None | None | None | None | Eff. Vertical Soil Pressure, WT at 1.5mBGL (L) and 4.5mBGL (R) | EXCAV GL -4.5,WL GL, no SDL, ULS
UPL_ULS | Linear Add | No | 19 |  | 0 | None | None | None | None | Eff. Horizontal Soil Pressure at Rest, K0, WT at 1.5mBGL (L) and 4.5mBGL (R) L | EXCAV GL -4.5,WL GL, no SDL, ULS
UPL_ULS | Linear Add | No | 20 |  | 0 | None | None | None | None | Eff. Horizontal Soil Pressure at Active, Ka,, WT at 1.5mBGL (L) and 4.5mBGL (R) R | EXCAV GL -4.5,WL GL, no SDL, ULS
UPL_ULS | Linear Add | No | 21 |  | 0 | None | None | None | None | Eff. Vertical Soil Pressure, WT at 1.5mBGL (R) and 4.5mBGL (L) | EXCAV GL -4.5,WL GL, no SDL, ULS
UPL_ULS | Linear Add | No | 22 |  | 0 | None | None | None | None | Eff. Horizontal Soil Pressure at Rest, K0,, WT at 1.5mBGL (R) and 4.5mBGL (L) R | EXCAV GL -4.5,WL GL, no SDL, ULS
UPL_ULS | Linear Add | No | 23 |  | 0 | None | None | None | None | Eff. Horizontal Soil Pressure at Active, Ka,, WT at 1.5mBGL (R) and 4.5mBGL (L) L | EXCAV GL -4.5,WL GL, no SDL, ULS
UPL_ULS | Linear Add | No | 31 |  | 0 | None | None | None | None | Hydrostatic Vertical Roof, WT at GL | EXCAV GL -4.5,WL GL, no SDL, ULS
UPL_ULS | Linear Add | No | 32 |  | 0 | None | None | None | None | Hydrostatic Lateral , WT at GL L&R | EXCAV GL -4.5,WL GL, no SDL, ULS
UPL_ULS | Linear Add | No | 33 |  | 1.1 | None | None | None | None | Hydrostatic Uplift Base, WT at GL | EXCAV GL -4.5,WL GL, no SDL, ULS
UPL_ULS | Linear Add | No | 34 |  | 0 | None | None | None | None | Hydrostatic Vertical Roof, WT at FL +1.0m,Hydrostatic Lateral , WT at FL +1.0m L&R, Hydrostatic Uplift Base, WT at FL +1.0m | EXCAV GL -4.5,WL GL, no SDL, ULS
UPL_ULS | Linear Add | No | 35 |  | 0 | None | None | None | None | 35-Hydrostatic Vertical + Uplift Pressure ; WT at 5m Below GL | EXCAV GL -4.5,WL GL, no SDL, ULS
UPL_ULS | Linear Add | No | 36 |  | 0 | None | None | None | None | 36-Hydrostatic Lateral Pressure ( Left & Right); WT at 5m Below GL | EXCAV GL -4.5,WL GL, no SDL, ULS
UPL_ULS | Linear Add | No | 37 |  | 0 | None | None | None | None | 37-Hydrostatic Vertical and Uplift (Roof & Base); WT at 1.5m below GL due to excavation | EXCAV GL -4.5,WL GL, no SDL, ULS
UPL_ULS | Linear Add | No | 38 |  | 0 | None | None | None | None | 38-Hydrostatic Vertical Pressure (Roof); WT at 1.5m Below GL & 4.5m below GL (Right) | EXCAV GL -4.5,WL GL, no SDL, ULS
UPL_ULS | Linear Add | No | 39 |  | 0 | None | None | None | None | 39-Hydrostatic Lateral Pressure(Left & Right); WT at 1.5m Below GL & 4.5m below GL (Right) | EXCAV GL -4.5,WL GL, no SDL, ULS
UPL_ULS | Linear Add | No | 40 |  | 0 | None | None | None | None | 40-Uplift (Base); WT at 1.5m Below GL & 4.5m below GL (Right) | EXCAV GL -4.5,WL GL, no SDL, ULS
UPL_ULS | Linear Add | No | 41 |  | 0 | None | None | None | None | 41-Hydrostatic Vertical Pressure (Roof); WT at 4.5m Below GL & 1.5m below GL (Right) | EXCAV GL -4.5,WL GL, no SDL, ULS
UPL_ULS | Linear Add | No | 42 |  | 0 | None | None | None | None | 42-Hydrostatic Lateral Pressure(Left & Right); WT at 4.5m Below GL & 1.5m below GL (Right) | EXCAV GL -4.5,WL GL, no SDL, ULS
UPL_ULS | Linear Add | No | 43 |  | 0 | None | None | None | None | 43-Uplift (Base); WT at 4.5m Below GL & 1.5m below GL (Right) | EXCAV GL -4.5,WL GL, no SDL, ULS
UPL_ULS | Linear Add | No | 51 |  | 0 | None | None | None | None | 51-Internal Live Load | EXCAV GL -4.5,WL GL, no SDL, ULS
UPL_ULS | Linear Add | No | 52 |  | 0 | None | None | None | None | 52-Surcharge (Roof) | EXCAV GL -4.5,WL GL, no SDL, ULS
UPL_ULS | Linear Add | No | 53 |  | 0 | None | None | None | None | 53-Lateral Surcharge (Left & Right) | EXCAV GL -4.5,WL GL, no SDL, ULS
UPL_ULS | Linear Add | No | 54.1 |  | 0 | None | None | None | None | 54-Lateral Surcharge (Left) k0 | EXCAV GL -4.5,WL GL, no SDL, ULS
UPL_ULS | Linear Add | No | 54.2 |  | 0 | None | None | None | None | 54-Lateral Surcharge (Left) ka | EXCAV GL -4.5,WL GL, no SDL, ULS
UPL_ULS | Linear Add | No | 55.1 |  | 0 | None | None | None | None | 55-Lateral Surcharge (Right) k0 | EXCAV GL -4.5,WL GL, no SDL, ULS
UPL_ULS | Linear Add | No | 55.2 |  | 0 | None | None | None | None | 55-Lateral Surcharge (Right) ka | EXCAV GL -4.5,WL GL, no SDL, ULS
UPL_ULS | Linear Add | No | 56 |  | 0 | None | None | None | None | 56-Construction Load (Roof) | EXCAV GL -4.5,WL GL, no SDL, ULS
UPL_ULS | Linear Add | No | 57 |  | 0 | None | None | None | None | 57-Lateral Construction (Left & Right) | EXCAV GL -4.5,WL GL, no SDL, ULS
UPL_ULS | Linear Add | No | 17.1 |  | 0.9 | None | None | None | None | Eff. Vertical Soil Pressure Roof, 4.5m excavation above Roof Slab | EXCAV GL -4.5,WL GL, no SDL, ULS
UPL_ULS | Linear Add | No | 31.1 |  | 1.1 | None | None | None | None | Hydrostatic Vertical Roof, WT 4.5m BGL | EXCAV GL -4.5,WL GL, no SDL, ULS
This shape represents a table slicer. Table slicers are not supported in this version of Excel. If the shape was modified in an earlier version of Excel, or if the workbook was saved in Excel 2007 or earlier, the slicer can't be used.
This shape represents a table slicer. Table slicers are not supported in this version of Excel. If the shape was modified in an earlier version of Excel, or if the workbook was saved in Excel 2007 or earlier, the slicer can't be used.
This shape represents a table slicer. Table slicers are not supported in this version of Excel. If the shape was modified in an earlier version of Excel, or if the workbook was saved in Excel 2007 or earlier, the slicer can't be used.
This shape represents a table slicer. Table slicers are not supported in this version of Excel. If the shape was modified in an earlier version of Excel, or if the workbook was saved in Excel 2007 or earlier, the slicer can't be used.